## Sheet1
AUTOMATED COST ESTIMATION SHEET
| Date | 2021-02-24 |  | Inquiry no. |  | XYZ | REQUIRED APPROVALS
| Customer No. | ALN310A0002 | AL EKTRAB MAINT. & CONT. GEN. CO. - L L C | Customer Classification |  | SMALL
| Salesperson code | ADE | Adel Humodah | Sales Route |  | PROJECTS | Hadi Ismail <h.ismail@taqeef.com>
| Project Name | XYZ |  |  |  |  | Samer Tulimat <S.Tulimat@taqeef.com>
| Consultant | DROPDOWN LIST |  |  |  |  | Nouri Jarkas <n.jarkas@taqeef.com>
Category | Item No_ | Variant Code | Description | Quantity | Unit Price | Disc. Price | Discout %
SPLIT | 110AFG12 |  | R22 Window | 1 | 1600 |  | 100%
SPLIT | 110AFG12R |  | R22 Window H&C | 1 | 1600 |  | 100%
SPLIT | 110AKG9 |  | R22 Window | 2 | 1500 |  | 100%
SPLIT | 110ALG19 |  | R22 Window | 1 | 2350 |  | 100%
SPLIT | 110ALG22 |  | R22 Window | 1 | 2350 |  | 100%
SPLIT | 110ALG24 |  | R22 Window | 1 | 2530 |  | 100%
SPLIT | 110ALG24 ANTICORROS |  | R22 Window Anti Corrosion |  | 2450 |  | 100%
SPLIT | 110ALG24R |  | R22 Window H&C | 1 | 2450 |  | 100%
SPLIT | 110ALG27 |  | R22 Window |  | 2835 |  | 100%
SPLIT | 110ALS24 |  | R22 Window |  | 2360 |  | 100%
SPLIT | 110AXG18 |  | R22 Window |  | 1810 |  | 100%
SPLIT | 110AXG18 ANTICORROS |  | R22 Window Anti Corrosion |  | 1810 |  | 100%
SPLIT | 110AXG18G |  | R22 Window with Remote |  | 1810 |  | 100%
SPLIT | 110AXG18R |  | R22 Window H&C |  | 1810 |  | 100%
SPLIT | 110AXG24 |  | R22 Window |  | 2225 |  | 100%
SPLIT | 110AXS18 |  | R22 WINDOW 60 Hz |  | 1810 |  | 100%
SPLIT | 110AXS24 |  | R22 WINDOW 60 Hz |  | 2225 |  | 100%
SPLIT | 113AXGS18 |  | R22 Window |  | 1715 |  | 100%
SPLIT | 113AXGS18 | W | R22 Window |  | 1680 |  | 100%
SPLIT | 113AXGS24 |  | R22 Window |  | 2265 |  | 100%
SPLIT | 113HTCAFG12 |  | R22 Window HTC |  | 1540 |  | 100%
SPLIT | 113HTCAKG9 |  | R22 Window HTC |  | 1500 |  | 100%
SPLIT | 113HTCALG24 |  | R22 Window HTC |  | 2450 |  | 100%
SPLIT | 113HTCALG24R |  | R22 Window H&C |  | 2450 |  | 100%
SPLIT | 113HTCALG27 |  | R22 Window HTC |  | 2750 |  | 100%
SPLIT | 113HTCAXG18 |  | R22 Window HTC |  | 1810 |  | 100%
SPLIT | 113HTCAXG18G |  | R22 Window with Remote |  | 1810 |  | 100%
SPLIT | 113HTCAXG18R |  | R22 Window H&C |  | 1810 |  | 100%
SPLIT | 113HTCAXG24 |  | R22 Window HTC |  | 2225 |  | 100%
SPLIT | 113HTCAXS18 |  | R22 Window HTC 60 Hz |  | 1810 |  | 100%
SPLIT | 113RAXGS18 |  | R410 Window |  | 1815 |  | 100%
SPLIT | 113RAXSS18FHTD |  | R410 WINDOW 18000 60HZ |  | 2163 |  | 100%
SPLIT | 120ABG18 |  | R22 Ceiling/Floor |  | 2950 |  | 100%
SPLIT | 120ABG18R |  | R22 Ceiling/Floor H&C |  | 2950 |  | 100%
SPLIT | 120ABG24 |  | R22 Ceiling/Floor |  | 3300 |  | 100%
SPLIT | 120ABG24R |  | R22 Ceiling/Floor H&C |  | 3300 |  | 100%
SPLIT | 120ABG30 |  | R22 Ceiling/Floor |  | 4850 |  | 100%
SPLIT | 120ABG36 |  | R22 Ceiling/Floor |  | 5950 |  | 100%
SPLIT | 120ABG45 |  | R22 Ceiling/Floor |  | 6300 |  | 100%
SPLIT | 120ABG54 |  | R22 Ceiling/Floor |  | 7400 |  | 100%
SPLIT | 120ASG12 |  | R22 Wall Mounted |  | 2250 |  | 100%
SPLIT | 120ASG12R |  | SPLIT WALL 12000BTU H&C |  | 2695 |  | 100%
SPLIT | 120ASG18 |  | R22 Wall Mounted |  | 2650 |  | 100%
SPLIT | 120ASG18R |  | R22 Wall Mounted H&C |  | 2650 |  | 100%
SPLIT | 120ASG24 |  | R22 Wall Mounted |  | 3000 |  | 100%
SPLIT | 120ASG24R |  | R22 Wall Mounted H&C |  | 3000 |  | 100%
SPLIT | 120ASG24-WIRED |  | R22 Wall Mounted Wired |  | 3000 |  | 100%
SPLIT | 120ASG30 |  | R22 Wall Mounted |  | 4000 |  | 100%
SPLIT | 120ASG30R |  | R22 Wall Mounted H&C |  | 4000 |  | 100%
SPLIT | 120ASGA12RNWA-R |  | R22 Wall Mounted H&C |  | 1165 |  | 100%
SPLIT | 120ASGA18 |  | R22 Wall Mounted |  | 2650 |  | 100%
SPLIT | 120ASGA18 | S | R22 Wall Mounted |  | 2650 |  | 100%
SPLIT | 120ASGA18RNWA-R |  | R22 Wall Mounted H&C |  | 1665 |  | 100%
SPLIT | 120ASGA24 |  | R22 Wall Mounted |  | 3000 |  | 100%
SPLIT | 120ASGA24ANWA-R |  | R22 Wall Mounted |  | 1808 |  | 100%
SPLIT | 120ASGA24RNWA-R |  | R22 Wall Mounted H&C |  | 1808 |  | 100%
SPLIT | 120ASGA30 |  | R22 Wall Mounted |  | 4000 |  | 100%
SPLIT | 120ASGA30RNWA-R |  | R22 Wall Mounted H&C |  | 2296 |  | 100%
SPLIT | 120AUG18 |  | R22 Cassette |  | 3750 |  | 100%
SPLIT | 120AUG25 |  | R22 Cassette |  | 4100 |  | 100%
SPLIT | 120AUG25R |  | R22 Cassette H&C |  | 4100 |  | 100%
SPLIT | 120AUG30 |  | R22 Cassette |  | 4800 |  | 100%
SPLIT | 120AUG36 |  | R22 Cassette |  | 5750 |  | 100%
SPLIT | 120AUG45 |  | R22 Cassette |  | 6650 |  | 100%
SPLIT | 120AUG54 |  | R22 Cassette |  | 7600 |  | 100%
SPLIT | 120AWG18 |  | R22 Ceiling/Wall |  | 2650 |  | 100%
SPLIT | 120AWG36 |  | R22 Ceiling/Wall |  | 4750 |  | 100%
SPLIT | 120RASGA18-FU |  | R410 Wall mounted |  | 2950 |  | 100%
SPLIT | 120RASGA24-FU |  | R410 Wall mounted |  | 3330 |  | 100%
SPLIT | 120RASGA30-FU |  | R410 Wall mounted |  | 4285 |  | 100%
SPLIT | 120RASGA36-FU |  | R410 Wall mounted |  | 5455 |  | 100%
SPLIT | 120RASH12 |  | R410 Wall mounted |  | 2350 |  | 100%
SPLIT | 120RAUGA36 |  | R410 Cassette |  | 6630 |  | 100%
SPLIT | 120RAUGA45 |  | R410 Cassette |  | 8670 |  | 100%
SPLIT | 120RAUGA54 |  | R410 Cassette |  | 9690 |  | 100%
SPLIT | 123ASGA18 |  | R22 Wall Mounted |  | 2650 |  | 100%
SPLIT | 123ASGA24 |  | R22 Wall Mounted |  | 3000 |  | 100%
SPLIT | 123HTCABG18 |  | R22 Ceiling/Floor HTC |  | 2950 |  | 100%
SPLIT | 123HTCABG18R |  | R22 Ceiling/Floor HTC, H&C |  | 2950 |  | 100%
SPLIT | 123HTCABG24 |  | R22 Ceiling/Floor HTC |  | 3300 |  | 100%
SPLIT | 123HTCABG24R |  | R22 Ceiling/Floor HTC, H&C |  | 3300 |  | 100%
SPLIT | 123HTCABG30 |  | R22 Ceiling/Floor HTC |  | 4850 |  | 100%
SPLIT | 123HTCABG36 |  | R22 Ceiling/Floor HTC |  | 6150 |  | 100%
SPLIT | 123HTCABG45 |  | R22 Ceiling/Floor HTC |  | 6500 |  | 100%
SPLIT | 123HTCABG54 |  | R22 Ceiling/Floor HTC |  | 7600 |  | 100%
SPLIT | 123HTCASG18 |  | R22 Wall Mounted |  | 2650 |  | 100%
SPLIT | 123HTCASG18R |  | R22 Wall Mounted H&C |  | 2650 |  | 100%
SPLIT | 123HTCASG24 |  | R22 Wall Mounted |  | 3000 |  | 100%
SPLIT | 123HTCASG24R |  | R22 Wall Mounted H&C |  | 3000 |  | 100%
SPLIT | 123HTCASG30 |  | R22 Wall Mounted |  | 4000 |  | 100%
SPLIT | 123HTCAUG18 |  | R22 Cassette |  | 3750 |  | 100%
SPLIT | 123HTCAUG25 |  | R22 Cassette |  | 4100 |  | 100%
SPLIT | 123HTCAUG30 |  | R22 Cassette |  | 4800 |  | 100%
SPLIT | 123HTCAUG36 |  | R22 Cassette |  | 5950 |  | 100%
SPLIT | 123HTCAUG45 |  | R22 Cassette |  | 6850 |  | 100%
SPLIT | 123HTCAUG54 |  | R22 Cassette |  | 7200 |  | 100%
SPLIT | 123HTCAWG18 |  | R22 Ceiling/Wall HTC |  | 2650 |  | 100%
SPLIT | 123HTCAWG36 |  | R22 Ceiling/Wall HTC |  | 5000 |  | 100%
SPLIT | 123RASG30R |  | R410 Wall mounted H&C |  | 3900 |  | 100%
SPLIT | 123RASGA12FNTA |  | R410 Wall Mounted |  | 1750 |  | 100%
SPLIT | 123RASGA18 |  | R410 Wall mounted |  | 2680 |  | 100%
SPLIT | 123RASGA18-F |  | R410 Wall mounted |  | 2735 |  | 100%
SPLIT | 123RASGA18-FD |  | R410 HI-EER SPLIT 18000BTU F |  | 2735 |  | 100%
SPLIT | 123RASGA24 |  | R410 Wall mounted |  | 2995 |  | 100%
SPLIT | 123RASGA24-F |  | R410 Wall mounted |  | 2945 |  | 100%
SPLIT | 123RASGA24-FD |  | R410 Wall mounted |  | 3105 |  | 100%
SPLIT | 123RASGA24-FN |  | R410 Wall mounted |  | 3105 |  | 100%
SPLIT | 123RASGA30 |  | R410 Wall mounted |  | 4200 |  | 100%
SPLIT | 123RASGA30-FE |  | R410 Wall mounted |  | 3950 |  | 100%
SPLIT | 123RASGA30-FEN |  | R410 Wall mounted |  | 4080 |  | 100%
SPLIT | 123RASGA36-FE |  | R410 Wall mounted |  | 5200 |  | 100%
SPLIT | 123RAUGA18 |  | R410 Cassette |  | 4690 |  | 100%
SPLIT | 123RAUGA25 |  | R410 Cassette |  | 5000 |  | 100%
SPLIT | 123RAUGA30 |  | R410 Cassette |  | 5915 |  | 100%
SPLIT | 310MWT2 18CM |  | MDV Window Type 18000 BTU |  | 1255 |  | 100%
SPLIT | 310MWT2F-18CM |  | R22 Window |  | 1350 |  | 100%
SPLIT | 310MWT2F2-18CA |  | R22 Window |  | 1450 |  | 100%
SPLIT | 310MWT2F2-24CA |  | R22 Window |  | 1695 |  | 100%
SPLIT | 310MWT2F2-28CA |  | R22 Window |  | 1705 |  | 100%
SPLIT | 310MWT2F-24CM |  | R22 Window |  | 1585 |  | 100%
SPLIT | 313MWT1F2-18CA |  | R22 Window |  | 870 |  | 100%
SPLIT | 313MWT1F2-24CA |  | R22 Window |  | 1050 |  | 100%
SPLIT | 313MWT1F2-30CA |  | R22 Window |  | 1355 |  | 100%
SPLIT | 313MWTF-12CM |  | R22 Window |  | 1105 |  | 100%
SPLIT | 313MWTF-18CM |  | R22 Window |  | 1050 |  | 100%
SPLIT | 313MWTF2-18CMN1 |  | R410 Window |  | 1185 |  | 100%
SPLIT | 313MWTF2-24CMN1 |  | R410 Window |  | 1370 |  | 100%
SPLIT | 313MWTF-24CM |  | R22 Window |  | 1260 |  | 100%
SPLIT | 320MCCT 18CR |  | MDV CASSETE TYPE 18000 BTU |  | 2840 |  | 100%
SPLIT | 320MCCT 30CR |  | MDV CASSETE TYPE 30000 BTU |  | 3920 |  | 100%
SPLIT | 320MCCT-36CR-R |  | R22 Cassette |  | 4425 |  | 100%
SPLIT | 320MCDT-24CRN1 |  | R410 Cassette |  | 3385 |  | 100%
SPLIT | 320MCDT-24HRFN1 |  | R410 Cassette H&C |  | 3470 |  | 100%
SPLIT | 320MCDT-36HRFN1 |  | R410 Cassette H&C |  | 5275 |  | 100%
SPLIT | 320MCDT4-36CRN2 |  | R410 Cassette |  | 5270 |  | 100%
SPLIT | 320MCDT4-48CRN1 |  | R410 Cassette |  | 5805 |  | 100%
SPLIT | 320MCDT-48HRFN1 |  | R410 Cassette H&C |  | 6145 |  | 100%
SPLIT | 320MST2-21CRN1 |  | R410 Wall mounted |  | 2520 |  | 100%
SPLIT | 320MST2AB-18CR |  | R22 Wall Mounted |  | 1915 |  | 100%
SPLIT | 320MST2AB-24CR |  | R22 Wall Mounted |  | 2260 |  | 100%
SPLIT | 320MST2AB-30CR |  | R22 Wall Mounted |  | 2715 |  | 100%
SPLIT | 320MST2AB-36CR |  | R22 Wall Mounted |  | 3460 |  | 100%
SPLIT | 320MST2AB6-30CR1 |  | R22 Wall Mounted |  | 2850 |  | 100%
SPLIT | 320MST2AB6-36CR1 |  | R22 Wall Mounted |  | 3565 |  | 100%
SPLIT | 320-MST2AB9-18CR1 |  | R22 gas split reciprocating |  | 1970 |  | 100%
SPLIT | 320MST2AB9-24CR1 |  | R22 Wall Mounted |  | 2375 |  | 100%
SPLIT | 320MST2AG-18CRN1 |  | R410 Wall Mounted |  | 2305 |  | 100%
SPLIT | 320MST2AG-24CRN1 |  | R410 Wall Mounted |  | 2875 |  | 100%
SPLIT | 320MST2AG-30CRN1 |  | R410 Wall Mounted |  | 3375 |  | 100%
SPLIT | 320MST2M2-18CA |  | R22 Wall Mounted |  | 2000 |  | 100%
SPLIT | 320MST2M2-24CA |  | R22 Wall Mounted |  | 1878 |  | 100%
SPLIT | 320MST2M2-30CA |  | R22 Wall Mounted |  | 2250 |  | 100%
SPLIT | 320MST2M2-36CA |  | R22 Wall Mounted |  | 3061 |  | 100%
SPLIT | 320MST2MB1-18CR1 |  | R22 Wall Mounted |  | 1885 |  | 100%
SPLIT | 320MST2MB1-24CR1 |  | R22 Wall Mounted |  | 2230 |  | 100%
SPLIT | 320MST2MB1-30CR1 |  | R22 Wall Mounted |  | 2685 |  | 100%
SPLIT | 320MST2MB1-36CR1 |  | R22 Wall Mounted |  | 3430 |  | 100%
SPLIT | 320MST2MB-18CA |  | R22 Wall Mounted |  | 1350 |  | 100%
SPLIT | 320MST2MB-24CA |  | R22 Wall Mounted |  | 1650 |  | 100%
SPLIT | 320MST2MB-30CA |  | R22 Wall Mounted |  | 2100 |  | 100%
SPLIT | 320MST2MB-36CA |  | R22 Wall Mounted |  | 2700 |  | 100%
SPLIT | 320MUBT 24CR |  | MDV SPLIT TYPE 24000 BTU |  | 2408 |  | 100%
SPLIT | 320MUBT 48CR |  | MDV SPLIT TYPE 48000 BTU |  | 4307 |  | 100%
SPLIT | 321MST1AB-36CRN1H |  | R410A SPLIT WALL ROTARY |  | 3230 |  | 100%
SPLIT | 321MST1AB6-30CRN1-4 |  | R410 Wall mounted |  | 2545 |  | 100%
SPLIT | 321MST1AB6-36CRN1-4 |  | R410 Wall mounted |  | 3230 |  | 100%
SPLIT | 321MST1KB 12HB |  | R410A Split AC Inverter Blue |  | 2085 |  | 100%
SPLIT | 321MST1KP 12HB |  | R410A Split AC Inverter Pink |  | 2055 |  | 100%
SPLIT | 321-MST4AB-12HRN1H |  | Wall inverter Aurora |  | 1980 |  | 100%
SPLIT | 321-MST4AB-18HRN1H |  | Wall inverter Aurora |  | 2300 |  | 100%
SPLIT | 321-MST4AB-24HRN1H |  | Wall inverter Aurora |  | 2745 |  | 100%
SPLIT | 321-MST4AB-30HRN1H |  | Wall inverter Aurora |  | 3990 |  | 100%
SPLIT | 321MST4AB6-30HRN1 |  | R410 Wall mounted |  | 3990 |  | 100%
SPLIT | 321MST4AG-12HRN1 |  | R410 Wall Mounted Inverter |  | 1980 |  | 100%
SPLIT | 321MST4AG-18HRN1 |  | R410 Wall Mounted Inverter |  | 2300 |  | 100%
SPLIT | 321MST4AG-24HRN1 |  | R410 Wall Mounted Inverter |  | 2745 |  | 100%
SPLIT | 321MST4AG-30HRN1 |  | R410 Wall Mounted Inverter |  | 3990 |  | 100%
SPLIT | 321MST4MB-12HB |  | R410 Wall mounted |  | 1775 |  | 100%
SPLIT | 321MST4MB2-12HR |  | R410 Wall mounted Inverter |  | 1677 |  | 100%
SPLIT | 321MST4MB2-12HRN1 |  | R410 Wall mounted |  | 1950 |  | 100%
SPLIT | 321MST4MB2-18HR |  | R410 Wall mounted Inverter |  | 1945 |  | 100%
SPLIT | 321MST4MB2-18HRN1 |  | R410 Wall mounted |  | 2270 |  | 100%
SPLIT | 321MST4MB2-24HR |  | R410 Wall mounted Inverter |  | 2356 |  | 100%
SPLIT | 321MST4MB2-24HRN1 |  | R410 Wall mounted |  | 2715 |  | 100%
SPLIT | 321MST4MB2-24HRN1DUM |  | R410Split WallInverter-DUMMY |  | 50 |  | 100%
SPLIT | 321MST4MB-36HRN1 |  | R410 Wall Mounted Inverter |  | 4260 |  | 100%
SPLIT | 321MST4MB-36HRN1H |  | R410 Wall Mounted |  | 4260 |  | 100%
SPLIT | 321MST4MT1-18HRFN1 |  | R410 Wall Mounted Inverter |  | 2568 |  | 100%
SPLIT | 321MST4MT1-18HRFN1 | INV | R410 Wall Mounted Inverter |  | 2570 |  | 100%
SPLIT | 321MST4MT1-24HRFN1 |  | R410 Wall Mounted Inverter |  | 3082 |  | 100%
SPLIT | 321MST4MT1-24HRFN1 | INV | R410 Wall Mounted Inverter |  | 3080 |  | 100%
SPLIT | 323MFT1GA1-36CR1 |  | R22 Freestand |  | 3500 |  | 100%
SPLIT | 323MFT1GA-36CA |  | R22 Freestand |  | 3605 |  | 100%
SPLIT | 323MFT1GA-36CRN1 |  | R410 Free stand |  | 3605 |  | 100%
SPLIT | 323MFT3GA1-48CR1 |  | R22 Freestand |  | 5115 |  | 100%
SPLIT | 323MFT3GA1-60CR1 |  | R22 Freestand |  | 5485 |  | 100%
SPLIT | 323MFT3GA-48CA |  | R22 Freestand |  | 5335 |  | 100%
SPLIT | 323MFT3GA-48CRN1 |  | R410A FREE STAND SCROLL |  | 5335 |  | 100%
SPLIT | 323MFT3GA-60CA |  | R22 Freestand |  | 5650 |  | 100%
SPLIT | 323MFT3GA-60CRN1 |  | R410 Free stand |  | 5650 |  | 100%
SPLIT | 323MST1AB-12CB |  | R22 Wall Mounted |  | 1038 |  | 100%
SPLIT | 323MST1AB-36CB |  | R22 Wall Mounted |  | 2854 |  | 100%
SPLIT | 323MST1AB6-30CRN1 |  | R410 Wall mounted |  | 2505 |  | 100%
SPLIT | 323MST1AB6-36CRN1 |  | R410 Wall mounted |  | 3000 |  | 100%
SPLIT | 323MST1AB9-12CRN1 |  | R410 Wall mounted |  | 1290 |  | 100%
SPLIT | 323MST1AB9-12CRN1-4 |  | R410 Wall mounted |  | 1400 |  | 100%
SPLIT | 323MST1AB9-18CRN1 |  | R410 Wall mounted |  | 1535 |  | 100%
SPLIT | 323MST1AB9-18CRN1-4 |  | R410 Wall mounted |  | 1630 |  | 100%
SPLIT | 323MST1AB9-24CRN1 |  | R410 Wall mounted |  | 1890 |  | 100%
SPLIT | 323MST1AB9-24CRN1-4 |  | R410 Wall mounted |  | 2030 |  | 100%
SPLIT | 323MST1AB9-24CRN1DUM |  | R410 SPLIT WALL ROTARY-DUMMY |  | 120 |  | 100%
SPLIT | 323MST1AE-12CA |  | R22 Wall Mounted |  | 900 |  | 100%
SPLIT | 323MST1AE-18CA |  | R22 Wall Mounted |  | 1075 |  | 100%
SPLIT | 323MST1AE-18CB |  | R410 Wall mounted |  | 1650 |  | 100%
SPLIT | 323MST1AE-24CA |  | R22 Wall Mounted |  | 1350 |  | 100%
SPLIT | 323MST1AE-24CB |  | R410 Wall mounted |  | 1801 |  | 100%
SPLIT | 323MST1AE-30CB |  | R410 Wall mounted |  | 2080 |  | 100%
SPLIT | 323MST1AG-12CRN1H |  | R410 Wall Mounted |  | 1400 |  | 100%
SPLIT | 323MST1AG-18CRN1 |  | R410 Wall Mounted |  | 1533 |  | 100%
SPLIT | 323MST1AG-18CRN1H |  | R410 Wall Mounted |  | 1630 |  | 100%
SPLIT | 323MST1AG-24CRN1 |  | R410 Wall Mounted |  | 1890 |  | 100%
SPLIT | 323MST1AG-24CRN1H |  | R410 Wall Mounted |  | 2030 |  | 100%
SPLIT | 323MST1AG-30CRN1 |  | R410 Wall Mounted |  | 2505 |  | 100%
SPLIT | 323MST1AG-30CRN1H |  | R410 Wall Mounted |  | 2545 |  | 100%
SPLIT | 323MST1AG-36CRN1 |  | R410 Wall Mounted |  | 3000 |  | 100%
SPLIT | 323MST1AG-36CRN1H |  | R410 Wall Mounted |  | 3230 |  | 100%
SPLIT | 323MST1MB-09HRN1-INV |  | R410 Wall mounted Inverter Indoor |  | 1183 |  | 100%
SPLIT | 323MST1MB-12HRN1-INV |  | R410 Wall mounted Inverter Indoor |  | 1250 |  | 100%
SPLIT | 323MST1MB1-30CR |  | R22 Wall Mounted |  | 2705 |  | 100%
SPLIT | 323MST1MB1-36CR |  | R22 Wall Mounted |  | 3140 |  | 100%
SPLIT | 323MST1MB-18HRN1-INV |  | R410 Wall mounted Inverter Indoor |  | 1739 |  | 100%
SPLIT | 323MST1MB-24HRN1-INV |  | R410 Wall mounted Inverter Indoor |  | 2161 |  | 100%
SPLIT | 323MST1MB-30CA |  | R22 Wall Mounted |  | 1800 |  | 100%
SPLIT | 323MST1MB-36CA |  | R22 Wall Mounted |  | 2400 |  | 100%
SPLIT | 323MSTABF-30HRFN1 |  | AB INVERTER SAMPLES |  | 1041 |  | 100%
SPLIT | 330MTB-18HWFN1-QRDO |  | R410 Duct Inverter |  | 926 |  | 100%
SPLIT | 330MTB-36HWFN1-QRDO |  | R410 Duct Inverter |  | 1945 |  | 100%
SPLIT | 330MTBU-12HWFN1-QRDO |  | R410 Duct Inverter |  | 852 |  | 100%
SPLIT | 331MOB30U-12HFN1-QRD |  | R410 Duct Inverter |  | 1278 |  | 100%
SPLIT | 331MOB30U-18HFN1-QRD |  | R410 Duct Inverter |  | 1389 |  | 100%
SPLIT | 331MOD30U-36HFN1-RRD |  | R410 Duct Inverter |  | 2917 |  | 100%
SPLIT | 391M2OF-18HFN1-Q |  | R410A Multi-Splits Outdoor |  | 2126 |  | 100%
SPLIT | 391M3OE-21HFN1-Q |  | R410A Multi-Splits Outdoor |  | 2636 |  | 100%
SPLIT | 391M4OB-36HFN1-Q |  | R410A Multi-Splits Outdoor |  | 3979 |  | 100%
SPLIT | 391M4OE-27HFN1-Q |  | R410A Multi-Splits Outdoor |  | 3628 |  | 100%
SPLIT | 391M5OE-42HFN1-Q |  | R410A Multi-Splits Outdoor |  | 4212 |  | 100%
SPLIT | 391MSAFAU-09HRDN1 |  | R410A Split Indoor |  | 538 |  | 100%
SPLIT | 391MSAFBU-12HRDN1 |  | R410A Split Indoor |  | 569 |  | 100%
SPLIT | 391MSAFCU-18HRFN1 |  | R410A Split Indoor |  | 647 |  | 100%
SPLIT | 391MSAFDU-24HRFN1 |  | R410A Split Indoor |  | 797 |  | 100%
SPLIT | 392MSAF-18CRN1 |  | R410A Wall Mounted |  | 1313 |  | 100%
SPLIT | 394MTI-24HWFN8-QRD0 |  | R410A Duct H&C Inverter |  | 2953 |  | 100%
SPLIT | 394MTI-36HWDN1-QW |  | R410A Duct H&C Inverter |  | 4389 |  | 100%
SPLIT | 394MTI-48HWDN1-QW |  | R410A Duct H&C Inverter |  | 5413 |  | 100%
SPLIT | 394MTI-55HWDN1-QW |  | R410A Duct H&C Inverter |  | 6302 |  | 100%
SPLIT | 394MTIU-09HWFNX | QRD0W | R410A Duct H&C |  | 952 |  | 100%
SPLIT | 394MTIU-12HWFNX | QRD0W | R410A Duct H&C |  | 1070 |  | 100%
SPLIT | 394MTIU-18HWFNX | QRD0W | R410A Duct H&C |  | 1267 |  | 100%
SPLIT | 394MTIU-24HWFN1 | QRD0W | R410A Duct H&C |  | 1417 |  | 100%
SPLIT | 395MTIU-18HWFNX | QRD0W | R410A Duct H&C Inverter |  | 2552 |  | 100%
SPLIT | 396MCA3I-09HRFNX | QRD0 | R410A Cassette H&C |  | 993 |  | 100%
SPLIT | 396MCA3U-12HRFNX | QRD0W | R410A Cassette H&C |  | 1039 |  | 100%
SPLIT | 396MCA3U-18HRFNX | QRD0W | R410A Cassette H&C |  | 1158 |  | 100%
SPLIT | 730UTY-XCBXZ3 |  | Communication Kit |  | 60 |  | 100%
SPLIT | 730UTY-XWZXZ5 |  | External Connect Kit |  | 130 |  | 100%
SPLIT | 735UTG-UKGBUW |  | Cassette Grill - Split |  | 760 |  | 100%
SPLIT | 735UTY-LBTGU |  | Controller - IR Receiver - Cassette |  | 260 |  | 100%
SPLIT | 740UTY-RVNGM |  | Controller - Wired |  | 530 |  | 100%
SPLIT | 740UTY-RVNGU |  | Controller - Wired |  | 530 |  | 100%
SPLIT | DUMMY ASGA18-FUTA |  | R410 Wall mounted Dummy |  | 386 |  | 100%
DUCT | 120ARG18 |  | R22 Duct Indoor |  | 1800 |  | 100%
DUCT | 120ARG18R |  | R22 Duct Indoor H&C |  | 1800 |  | 100%
DUCT | 120ARG25 |  | R22 Duct Indoor |  | 2000 |  | 100%
DUCT | 120ARG25R |  | R22 Duct Indoor H&C |  | 2000 |  | 100%
DUCT | 120ARG30 |  | R22 Duct Indoor |  | 2350 |  | 100%
DUCT | 120ARG30R |  | R22 Duct Indoor H&C |  | 2350 |  | 100%
DUCT | 120ARG36 |  | R22 Duct Indoor |  | 2750 |  | 100%
DUCT | 120ARG36R |  | R22 Duct Indoor H&C |  | 2750 |  | 100%
DUCT | 120ARG45 |  | R22 Duct Indoor |  | 3165 |  | 100%
DUCT | 120ARG45R |  | R22 Duct Indoor H&C |  | 3165 |  | 100%
DUCT | 120ARG60 |  | R22 Duct Indoor |  | 3840 |  | 100%
DUCT | 120ARG60R |  | R22 Duct Indoor H&C |  | 3840 |  | 100%
DUCT | 120ARG90 |  | R407 Duct Indoor |  | 7250 |  | 100%
DUCT | 120ARG90R |  | R407 Duct Indoor H&C |  | 7250 |  | 100%
DUCT | 120RARGA36 |  | R410 Duct Indoor |  | 3400 |  | 100%
DUCT | 120RARGA45 |  | R410 Duct Indoor |  | 3775 |  | 100%
DUCT | 120RARGA60 |  | R410 Duct Indoor |  | 4587.5 |  | 100%
DUCT | 123ARGG18CLTA-U |  | Duct Inverter Indoor |  | 2167.5 |  | 100%
DUCT | 123ARGG24CLTA-U |  | Duct Inverter Indoor |  | 2367.5 |  | 100%
DUCT | 123ARGG30CLTA-U |  | Duct Inverter Indoor |  | 2902.5 |  | 100%
DUCT | 123ARGG36CLTA-U |  | Duct Inverter Indoor |  | 3637.5 |  | 100%
DUCT | 123ARGG48CMTA-U |  | Duct Inverter Indoor |  | 4417.5 |  | 100%
DUCT | 123ARGG60CMTA-U |  | Duct Inverter Indoor |  | 5597.5 |  | 100%
DUCT | 123HTCARG18 |  | R22 Duct Indoor |  | 1800 |  | 100%
DUCT | 123HTCARG18R |  | R22 Duct Indoor H&C |  | 1800 |  | 100%
DUCT | 123HTCARG25 |  | R22 Duct Indoor |  | 2000 |  | 100%
DUCT | 123HTCARG25R |  | R22 Duct Indoor H&C |  | 2000 |  | 100%
DUCT | 123HTCARG30 |  | R22 Duct Indoor |  | 2350 |  | 100%
DUCT | 123HTCARG30R |  | R22 Duct Indoor H&C |  | 2350 |  | 100%
DUCT | 123HTCARG36 |  | R22 Duct Indoor |  | 2750 |  | 100%
DUCT | 123RARGA18 |  | R410 Duct Indoor |  | 2025 |  | 100%
DUCT | 123RARGA25 |  | R410 Duct Indoor |  | 2212.5 |  | 100%
DUCT | 123RARGA30 |  | R410 Duct Indoor |  | 2712.5 |  | 100%
DUCT | 124AOG18 |  | R22 Duct Outdoor |  | 1800 |  | 100%
DUCT | 124AOG18R |  | R22 Duct Outdoor H&C |  | 1800 |  | 100%
DUCT | 124AOG25 |  | R22 Duct Outdoor |  | 2000 |  | 100%
DUCT | 124AOG25R |  | R22 Duct Outdoor H&C |  | 2000 |  | 100%
DUCT | 124AOG30 |  | R22 Duct Outdoor |  | 2350 |  | 100%
DUCT | 124AOG30R |  | R22 Duct Outdoor H&C |  | 2350 |  | 100%
DUCT | 124AOG36 |  | R22 Duct Outdoor |  | 2750 |  | 100%
DUCT | 124AOG36 | S | R22 Duct Outdoor |  | 2750 |  | 100%
DUCT | 124AOG36R |  | R22 Duct Outdoor H&C |  | 2750 |  | 100%
DUCT | 124AOG45 |  | R22 Duct Outdoor |  | 3165 |  | 100%
DUCT | 124AOG45R |  | R22 Duct Outdoor H&C |  | 3165 |  | 100%
DUCT | 124AOG60 |  | R22 Duct Outdoor |  | 3840 |  | 100%
DUCT | 124AOG60R |  | R22 Duct Outdoor H&C |  | 3840 |  | 100%
DUCT | 124AOG90 |  | R407 Duct Outdoor |  | 7250 |  | 100%
DUCT | 124AOG90R |  | R407 Duct Outdoor H&C |  | 7250 |  | 100%
DUCT | 124RAOGA36 |  | R410 Duct Outdoor |  | 3400 |  | 100%
DUCT | 124RAOGA45 |  | R410 Duct Outdoor |  | 3775 |  | 100%
DUCT | 124RAOGA60 |  | R410 Duct Outdoor |  | 4587.5 |  | 100%
DUCT | 126AOGG18CBTA-U |  | Duct Inverter Outdoor |  | 2167.5 |  | 100%
DUCT | 126AOGG24CBTA-U |  | Duct Inverter Outdoor |  | 2367.5 |  | 100%
DUCT | 126AOGG30CBTA-U |  | Duct Inverter Outdoor |  | 2902.5 |  | 100%
DUCT | 126AOGG36CBTA-U |  | Duct Inverter Outdoor |  | 3637.5 |  | 100%
DUCT | 126AOGG48CRTA-U |  | Duct Inverter Outdoor |  | 4417.5 |  | 100%
DUCT | 126AOGG60CRTA-U |  | Duct Inverter Outdoor |  | 5597.5 |  | 100%
DUCT | 126HTCAOG18 |  | R22 Duct Outdoor |  | 1800 |  | 100%
DUCT | 126HTCAOG18R |  | R22 Duct Outdoor H&C |  | 1800 |  | 100%
DUCT | 126HTCAOG25 |  | R22 Duct Outdoor |  | 2000 |  | 100%
DUCT | 126HTCAOG25R |  | R22 Duct Outdoor H&C |  | 2000 |  | 100%
DUCT | 126HTCAOG30 |  | R22 Duct Outdoor |  | 2350 |  | 100%
DUCT | 126HTCAOG30R |  | R22 Duct Outdoor H&C |  | 2350 |  | 100%
DUCT | 126RAOGA18 |  | R410 Duct Outdoor |  | 2025 |  | 100%
DUCT | 126RAOGA25 |  | R410 Duct Outdoor |  | 2212.5 |  | 100%
DUCT | 126RAOGA30 |  | R410 Duct Outdoor |  | 2712.5 |  | 100%
DUCT | 330IDR3-X 105M |  | R410 Duct Indoor Inverter (LC3 Series) |  | 1424 |  | 100%
DUCT | 330IDR3-X 140M |  | R410 Duct Indoor Inverter (LC3 Series) |  | 1818 |  | 100%
DUCT | 330IDR3-X 160M |  | R410 Duct Indoor Inverter (LC3 Series) |  | 2018 |  | 100%
DUCT | 330IDR3-X 53M |  | R410 Duct Indoor Inverter (LC3 Series) |  | 811 |  | 100%
DUCT | 330IDR3-X 71M |  | R410 Duct Indoor Inverter (LC3 Series) |  | 974 |  | 100%
DUCT | 330IDR3-X 90M |  | R410 Duct Indoor Inverter (LC3 Series) |  | 1203 |  | 100%
DUCT | 330MHB1T-96HWN1 |  | R410a Top Discharge Ducted |  | 3195 |  | 100%
DUCT | 330MHB-76HRN1 |  | R410a Top Discharge Ducted |  | 3182 |  | 100%
DUCT | 330MHGT4-42CWN1 |  | R410 Duct Indoor |  | 3125 |  | 100%
DUCT | 330MHGT4-42CWN2 |  | R410 Duct Indoor |  | 3140 |  | 100%
DUCT | 330MHGT4-48CWN1 |  | R410 Duct Indoor |  | 3375 |  | 100%
DUCT | 330MHGT4-48CWN2 |  | R410 Duct Indoor |  | 3390 |  | 100%
DUCT | 330MHGT4-55CWN1 |  | R410 Duct Indoor |  | 4077.5 |  | 100%
DUCT | 330MHGT-48HWFN1 |  | Duct inverter |  | 3792.5 |  | 100%
DUCT | 330MHGT-55HWFN1 |  | Duct inverter |  | 4542.5 |  | 100%
DUCT | 330MTA-120CRN1 |  | R410 Duct Indoor |  | 7956.5 |  | 100%
DUCT | 330MTA-120HRN1 |  | R410a Top Discharge Ducted |  | 4850 |  | 100%
DUCT | 330MTA-18WN1 |  | R410 Duct Indoor |  | 2140 |  | 100%
DUCT | 330MTA-24WN1 |  | R410 Duct Indoor |  | 2265 |  | 100%
DUCT | 330MTA-36CWN1 |  | R410 Duct Indoor Top Discharge |  | 3015 |  | 100%
DUCT | 330MTA-36WN1 |  | R410 Duct Indoor |  | 3015 |  | 100%
DUCT | 330MTA-48WN1 |  | R410 Duct Indoor |  | 3765 |  | 100%
DUCT | 330MTA-60WN1 |  | R410 Duct Indoor |  | 4065 |  | 100%
DUCT | 330MTA-76CRN1 |  | R410 Duct Indoor |  | 4849.5 |  | 100%
DUCT | 330MTA-76HRN1 |  | R410a Top Discharge Ducted |  | 2928 |  | 100%
DUCT | 330MTB-48CWN1 |  | R410 Duct Indoor Top Discharge |  | 2962.5 |  | 100%
DUCT | 330MTB-60CWN1 |  | R410 Duct Indoor Top Discharge |  | 3130 |  | 100%
DUCT | 330MTBIT-96HWN1 |  | R410a Top Discharge Ducted |  | 3195 |  | 100%
DUCT | 330MTBT-18CW |  | R22 Duct Indoor |  | 1120 |  | 100%
DUCT | 330MTBT-24CW |  | R22 Duct Indoor |  | 1200 |  | 100%
DUCT | 330MTBT-48CW |  | R22 Duct Indoor |  | 1932.5 |  | 100%
DUCT | 330MTC-18CWN1 |  | R410 Duct Indoor Top Discharge |  | 1095 |  | 100%
DUCT | 330MTC-24CWN1 |  | R410 Duct Indoor Top Discharge |  | 1520 |  | 100%
DUCT | 330MTC-30CWN1 |  | R410 Duct Indoor Top Discharge |  | 1706.5 |  | 100%
DUCT | 330MTC-36CWN1 |  | R410 Duct Indoor Top Discharge |  | 2238 |  | 100%
DUCT | 330MTIT-18CWN1 |  | R410 Duct Indoor |  | 1452.5 |  | 100%
DUCT | 330MTIT-18CWN1 | 2020 | R410 Duct Indoor |  | 1452.5 |  | 100%
DUCT | 330MTIT-18HWFN1 |  | Duct inverter |  | 3225 |  | 100%
DUCT | 330MTIT-18HWFN1A |  | R410 Duct Inverter Indoor |  | 1612.5 |  | 100%
DUCT | 330MTIT-24CWN1 |  | R410 Duct Indoor |  | 1702.5 |  | 100%
DUCT | 330MTIT-24HWFN1 |  | Duct inverter |  | 3825 |  | 100%
DUCT | 330MTIT-24HWFN1A |  | R410 Duct Inverter Indoor |  | 1912 |  | 100%
DUCT | 330MTIT-30CWN1 |  | R410 Duct Indoor |  | 872.5 |  | 100%
DUCT | 330MTIT-30CWN2 |  | R410 Duct Indoor |  | 2327.5 |  | 100%
DUCT | 330MTIT-33CWN1 |  | DUCTED TROPICAL COOLING INDOOR |  | 2328 |  | 100%
DUCT | 330MTIT-36HWFN1 |  | Duct inverter |  | 3125 |  | 100%
DUCT | 330MTIT-36HWFN1A |  | R410 Duct Inverter Indoor |  | 3125 |  | 100%
DUCT | 330MTIT4-36CWN1 |  | R410 Duct Indoor |  | 3000 |  | 100%
DUCT | 330MTIT4-36CWN1-R |  | R410 Duct Indoor |  | 1127.5 |  | 100%
DUCT | 330MTIT4-36CWN2 |  | R410 Duct Indoor |  | 3015 |  | 100%
DUCT | 331MCR3-X 105M |  | R410 Duct Outdoor Side Discharge (LC3 Series) |  | 2135 |  | 100%
DUCT | 331MCR3-X 140M |  | R410 Duct Outdoor Side Discharge (LC3 Series) |  | 2727 |  | 100%
DUCT | 331MCR3-X 160M |  | R410 Duct Outdoor Side Discharge (LC3 Series) |  | 3028 |  | 100%
DUCT | 331MCR3-X 53M |  | R410 Duct Outdoor Side Discharge (LC3 Series) |  | 1216 |  | 100%
DUCT | 331MCR3-X 71M |  | R410 Duct Outdoor Side Discharge (LC3 Series) |  | 1460 |  | 100%
DUCT | 331MCR3-X 90M |  | R410 Duct Outdoor Side Discharge (LC3 Series) |  | 1805 |  | 100%
DUCT | 331MOT4DU-36CN1 |  | R410 Duct Outdoor Side Discharge |  | 3000 |  | 100%
DUCT | 331MOT4DU-36CN1-R |  | R410 Duct Outdoor Side Discharge |  | 1675 |  | 100%
DUCT | 331MOT4DU-36CN2 |  | R410 Duct Outdoor Side Discharge |  | 3015 |  | 100%
DUCT | 331MOT4DU-42CN1 |  | R410 Duct Outdoor Side Discharge |  | 3125 |  | 100%
DUCT | 331MOT4DU-42CN2 |  | R410 Duct Outdoor Side Discharge |  | 3140 |  | 100%
DUCT | 331MOT4E30U-48CN1 |  | R410 Duct Outdoor Side Discharge |  | 3375 |  | 100%
DUCT | 331MOT4E30U-55CN1 |  | R410 Duct Outdoor Side Discharge |  | 4077.5 |  | 100%
DUCT | 331MOT4EOU-48CN2 |  | R410 Duct Outdoor Side Discharge |  | 3390 |  | 100%
DUCT | 331MOTCA30U-18CN1 |  | R410 Duct Outdoor Side Discharge |  | 1452.5 |  | 100%
DUCT | 331MOTCA30U-18CN1 | 2020 | R410 Duct Outdoor Side Discharge |  | 1452.5 |  | 100%
DUCT | 331MOTCA30U-18HFN1 |  | Duct inverter outdoor |  | 1613 |  | 100%
DUCT | 331MOTD30-24HFN1A |  | R410 Duct Inverter Outdoor |  | 1912 |  | 100%
DUCT | 331MOTD30-36HFN1 |  | Duct inverter outdoor |  | 3125 |  | 100%
DUCT | 331MOTD30-36HFN1A |  | R410 Duct Inverter Outdoor |  | 3125 |  | 100%
DUCT | 331MOTD30U-24CN1 |  | R410 Duct Outdoor Side Discharge |  | 1702.5 |  | 100%
DUCT | 331MOTD30U-24HFN1 |  | Duct inverter outdoor |  | 1911.5 |  | 100%
DUCT | 331MOTD30U-30CN1 |  | R410 Duct Outdoor Side Discharge |  | 1269.5 |  | 100%
DUCT | 331MOTD30U-30CN2 |  | R410 Duct Outdoor Side Discharge |  | 2327.5 |  | 100%
DUCT | 331MOTD30U-33CN1 |  | DUCTED TROPICALCOOLING OUTDOOR |  | 2328 |  | 100%
DUCT | 331MOTE30U-48HFN1 |  | Duct inverter outdoor |  | 3792.5 |  | 100%
DUCT | 331MOTE30U-55HFN1 |  | Duct inverter outdoor |  | 4542.5 |  | 100%
DUCT | 331MOTX430-18HFN1A |  | R410 Duct Inverter Outdoor |  | 1612.5 |  | 100%
DUCT | 331MOUT-18CR-Q |  | R22 Duct Outdoor Side Discharge |  | 1120 |  | 100%
DUCT | 331MOUT-24CR-Q |  | R22 Duct Outdoor Side Discharge |  | 1200 |  | 100%
DUCT | 331MOUT-48CR-Q |  | R22 Duct Outdoor Side Discharge |  | 1932.5 |  | 100%
DUCT | 331MOV-120HN1-C |  | R410a Top Discharge Ducted |  | 10777 |  | 100%
DUCT | 331MOV-76HN1-C |  | R410a Top Discharge Ducted |  | 8791 |  | 100%
DUCT | 331MOVTA-96HN1-R |  | R410a Top Discharge Ducted |  | 9039 |  | 100%
DUCT | 332MOVC-48CN1-RC7C |  | R410 Duct Outdoor Top Discharge |  | 2962.5 |  | 100%
DUCT | 332MOVC-60CN1-RC5C |  | R410 Duct Outdoor Top Discharge |  | 3130 |  | 100%
DUCT | 332MOVTA-18CN1-C4G |  | R410 Duct Outdoor Top Discharge |  | 1095 |  | 100%
DUCT | 332MOVTA-24CN1-C4G |  | R410 Duct Outdoor Top Discharge |  | 1520 |  | 100%
DUCT | 332MOVTA-30CN1-C4G |  | R410 Duct Outdoor Top Discharge |  | 1706.5 |  | 100%
DUCT | 332MOVTA-36CN1-C4G |  | R410 Duct Outdoor Top Discharge |  | 2238 |  | 100%
DUCT | 332MOVTB-18CN1-13C |  | R410 Duct Outdoor Top Discharge |  | 2140 |  | 100%
DUCT | 332MOVTB-24CN1-13C |  | R410 Duct Outdoor Top Discharge |  | 2265 |  | 100%
DUCT | 332MOVTB-36CN1-13C |  | R410 Duct Outdoor Top Discharge |  | 3015 |  | 100%
DUCT | 332MOVTB-36CN1-C6C |  | R410 Duct Outdoor Top Discharge |  | 3015 |  | 100%
DUCT | 332MOVTB-36CN1-R13C |  | R410 Duct Outdoor Top Discharge |  | 2640 |  | 100%
DUCT | 332MOVTB-36CN1-R13C | 1 PHASE | R410 Duct Outdoor Top Discharge |  | 2935 |  | 100%
DUCT | 332MOVTB-36CN1-R13C | 3 PHASE | R410 Duct Outdoor Top Discharge |  | 3345 |  | 100%
DUCT | 332MOVTB-48CN1-R13C |  | R410 Duct Outdoor Top Discharge |  | 3765 |  | 100%
DUCT | 332MOVTB-60CN1-R13C |  | R410 Duct Outdoor Top Discharge |  | 4065 |  | 100%
CAC | 341-KJR-12B DPBG T-E |  | Controller - PKG Remote Control |  | 250 |  | 100%
CAC | 341-KJR-12BDPCT-E-ES |  | Controller - Wired |  | 335 |  | 100%
CAC | 341-KJR-12BDPT-ED |  | Controller - Wired |  | 160 |  | 100%
CAC | 341-KJR-90 | D | Controller - Wired |  | 145 |  | 100%
CAC | 341-KJR-90H/BMWC-E |  | Controller - Wired (220 V) |  | 212 |  | 100%
CAC | 341MRBT-85CW-R |  | Package Unit |  | 13900 |  | 100%
CAC | 341MRC-200HWN1-RC |  | Package Unit H&C |  | 25630 |  | 100%
CAC | 341-MRCT-062CWN1-RC |  | Package Unit |  | 9020 |  | 100%
CAC | 341MRCT-075CWN1-RC |  | Package Unit |  | 9675 |  | 100%
CAC | 341MRCT-085CWN1-RC |  | Package Unit |  | 12427 |  | 100%
CAC | 341MRCT-085CWN1-RD |  | Package Unit |  | 12798 |  | 100%
CAC | 341MRCT-100CWN1-RC |  | Package Unit |  | 13126 |  | 100%
CAC | 341MRCT-100CWN1-RD |  | Package Unit |  | 13286 |  | 100%
CAC | 341MRCT-125CWN1-RC |  | Package Unit |  | 17800 |  | 100%
CAC | 341MRCT-150CWN1-RC |  | Package Unit |  | 20450 |  | 100%
CAC | 341MRCT-175CWN1-RC |  | Package Unit |  | 24665 |  | 100%
CAC | 341MRCT-200CWN1-RC |  | Package Unit |  | 24752 |  | 100%
CAC | 341MRCT-250CWN1-RC |  | Package Unit |  | 31100 |  | 100%
CAC | 341MRCT-300CWN1-RC |  | Package Unit |  | 40491 |  | 100%
CAC | 341-MRCT-48CWN1-RC |  | Package Unit |  | 5489 |  | 100%
CAC | 341-MRCT-60CWN1-RC |  | Package Unit |  | 5809 |  | 100%
CAC | 342-CCWF1100EVS |  | Chiller - Water Cooled Centrifugal |  | 1262990 |  | 100%
CAC | 342-CCWF850EVZ1 |  | Chiller - Water Cooled Centrifugal |  | 766000 |  | 100%
CAC | 342-CVT-AQX10-A02 |  | Air Handling Unit |  | 32073 |  | 100%
CAC | 342-CVT-AQX10-A04 |  | Air Handling Unit |  | 32558 |  | 100%
CAC | 342-CVT-AQX10-A22 |  | Air Handling Unit |  | 32073 |  | 100%
CAC | 342-CVT-AQX11-A20 |  | Air Handling Unit |  | 30830 |  | 100%
CAC | 342-CVT-AQX12-A21 |  | Air Handling Unit |  | 34485 |  | 100%
CAC | 342-CVT-AQX13-A03 |  | Air Handling Unit |  | 37382 |  | 100%
CAC | 342-CVT-AQX13-A05 |  | Air Handling Unit |  | 37382 |  | 100%
CAC | 342-CVT-AQX13-F03 |  | Air Handling Unit |  | 66370 |  | 100%
CAC | 342-CVT-AQX14-A07 |  | Air Handling Unit |  | 43412 |  | 100%
CAC | 342-CVT-AQX14-A15 |  | Air Handling Unit |  | 43788 |  | 100%
CAC | 342-CVT-AQX17-A23 |  | Air Handling Unit |  | 54509 |  | 100%
CAC | 342-CVT-AQX18 | HP-HRW | Air Handling Unit |  | 147470 |  | 100%
CAC | 342-CVT-AQX1-F04 |  | Air Handling Unit |  | 15995 |  | 100%
CAC | 342-CVT-AQX21-A36B |  | Air Handling Unit |  | 83715 |  | 100%
CAC | 342-CVT-AQX23-A36A |  | Air Handling Unit |  | 106376 |  | 100%
CAC | 342-CVT-AQX26-A35 |  | Air Handling Unit |  | 132418 |  | 100%
CAC | 342-CVT-AQX2-A34 |  | Air Handling Unit |  | 19703 |  | 100%
CAC | 342-CVT-AQX4-A25 |  | Air Handling Unit |  | 22352 |  | 100%
CAC | 342-CVT-AQX4-A29 |  | Air Handling Unit |  | 21933 |  | 100%
CAC | 342-CVT-AQX5-A17 |  | Air Handling Unit |  | 22794 |  | 100%
CAC | 342-CVT-AQX5-A19 |  | Air Handling Unit |  | 23885 |  | 100%
CAC | 342-CVT-AQX5-A28 |  | Air Handling Unit |  | 23455 |  | 100%
CAC | 342-CVT-AQX5-A32 |  | Air Handling Unit |  | 22794 |  | 100%
CAC | 342-CVT-AQX6-A10 |  | Air Handling Unit |  | 24030 |  | 100%
CAC | 342-CVT-AQX7-A11 |  | Air Handling Unit |  | 24879 |  | 100%
CAC | 342-CVT-AQX7-A18 |  | Air Handling Unit |  | 25842 |  | 100%
CAC | 342-CVT-AQX7-A26 |  | Air Handling Unit |  | 25885 |  | 100%
CAC | 342-CVT-AQX8-A06 |  | Air Handling Unit |  | 27370 |  | 100%
CAC | 342-CVT-AQX8-A16 |  | Air Handling Unit |  | 25921 |  | 100%
CAC | 342-CVT-AQX8-A24 |  | Air Handling Unit |  | 25685 |  | 100%
CAC | 342-CVT-AQX8-A31 |  | Air Handling Unit |  | 27079 |  | 100%
CAC | 342-CVT-AQX9-A27 |  | Air Handling Unit |  | 29600 |  | 100%
CAC | 342-CVT-AQX9-F01 |  | Air Handling Unit |  | 59690 |  | 100%
CAC | 342-CVT-AQX9-F02 |  | Air Handling Unit |  | 59691 |  | 100%
CAC | 342-CVT-ED-HP-31-CC2 |  | Fan coil unit CHW |  | 8702 |  | 100%
CAC | 342-CVT-ED-HP-41-CC2 |  | Fan coil unit CHW |  | 13890 |  | 100%
CAC | 342-CVT-ED-HP-51-CC2 |  | Fan coil unit CHW |  | 29400 |  | 100%
CAC | 342-CVT-ED-MP-31-CC2 |  | Fan coil unit CHW |  | 3306 |  | 100%
CAC | 342-CVT-ED-MP-41-CC2 |  | Fan coil unit CHW |  | 3560 |  | 100%
CAC | 342-CVT-ED-MP-61-CC2 |  | Fan coil unit CHW |  | 10000 |  | 100%
CAC | 342-CVT-ED-MP-71-CC2 |  | Fan coil unit CHW |  | 5600 |  | 100%
CAC | 342-CVT-ESP-41.0-CC2 |  | Fan coil unit CHW |  | 2350 |  | 100%
CAC | 342-CVT-ESPA-009-CC2 |  | Fan coil unit CHW |  | 1200 |  | 100%
CAC | 342-CVT-ESPA-25-CC2 |  | Fan coil unit CHW |  | 7320 |  | 100%
CAC | 342-CVT-ESPA-41-CC2 |  | Fan coil unit CHW |  | 2350 |  | 100%
CAC | 342-CVT-SPACE-17-CC2 |  | Fan coil unit CHW |  | 12800 |  | 100%
CAC | 342-CVT-SPACE-21-CC2 |  | Fan coil unit CHW |  | 3440 |  | 100%
CAC | 342-CVT-SPACE-41-CC2 |  | Fan coil unit CHW |  | 2350 |  | 100%
CAC | 342-CVT-SPACE-51-CC2 |  | Fan coil unit CHW |  | 2630 |  | 100%
CAC | 342-HFB1-P-U02 |  | Puro-Air Kit |  | 2739 |  | 100%
CAC | 342-HFB1-P-U04 |  | Puro-Air Kit |  | 3812 |  | 100%
CAC | 342-LSBLGW1000/C T3 |  | Chiller - Air Cooled Screw |  | 409496 |  | 100%
CAC | 342-LSBLGW1200/C T3 |  | Chiller - Air Cooled Screw |  | 496605 |  | 100%
CAC | 342-LSBLGW1420/C T3 |  | Chiller - Air Cooled Screw |  | 583328 |  | 100%
CAC | 342-LSBLGW380/C T3 |  | Chiller - Air Cooled Screw |  | 180110 |  | 100%
CAC | 342-LSBLGW500/CT3 |  | Chiller - Air Cooled Screw |  | 213083 |  | 100%
CAC | 342-LSBLGW600/C T3 |  | Chiller - Air Cooled Screw |  | 245479 |  | 100%
CAC | 342-LSBLGW760/C T3 |  | Chiller - Air Cooled Screw |  | 351522 |  | 100%
CAC | 342-LSBLGW900/C T3 |  | Chiller - Air Cooled Screw |  | 380923 |  | 100%
CAC | 342-MC-SU30-RN1L |  | Chiller - Air Cooled Inverter Rotary |  | 18032 |  | 100%
CAC | 342-MC-SU60-RN1L |  | Chiller - Air Cooled Inverter Rotary |  | 32844 |  | 100%
CAC | 342-MC-SU90-RN1L |  | Chiller - Air Cooled Inverter Scroll |  | 48944 |  | 100%
CAC | 342-MDL-PSM10W |  | PCO Kit |  | 859 |  | 100%
CAC | 342-MDL-PSM18W |  | PCO Kit |  | 1288 |  | 100%
CAC | 342-MDL-PSM28W |  | PCO Kit |  | 1932 |  | 100%
CAC | 342-MGBT-F120W/RN1 |  | Chiller - Air Cooled Scroll |  | 66230 |  | 100%
CAC | 342-MGBT-F180W/RN1 |  | Chiller - Air Cooled Scroll |  | 93461 |  | 100%
CAC | 342-MGBT-F250W/RN1 |  | Chiller - Air Cooled Scroll |  | 122279 |  | 100%
CAC | 342-MGBT-F30W/RN1 |  | Chiller - Air Cooled Scroll |  | 18513 |  | 100%
CAC | 342-MGBT-F60W/RN1 |  | Chiller - Air Cooled Scroll |  | 34051 |  | 100%
CAC | 342-MGC-V18W/D2RN1 |  | Mini Air Cooled Inverter Rotary |  | 11045 |  | 100%
CAC | 342MKA-1200R |  | Fan coil unit CHW |  | 1756 |  | 100%
CAC | 342-MKA-1500R |  | Fan coil unit CHW |  | 1921 |  | 100%
CAC | 342-MKA-600R |  | Fan coil unit CHW |  | 1491 |  | 100%
CAC | 342-MKA-600R PANEL |  | Fan coil unit CHW |  | 129 |  | 100%
CAC | 342-MKC-300RA-B |  | Fan coil unit CHW |  | 1291 |  | 100%
CAC | 342-MKC-300R-B |  | Fan coil unit CHW |  | 644 |  | 100%
CAC | 342-MKC-300R-BPANEL |  | Fan coil unit CHW |  | 187 |  | 100%
CAC | 342-MKF3-150 |  | Fan coil unit CHW |  | 565 |  | 100%
CAC | 342-MKF4-800 |  | Fan coil unit CHW |  | 1099 |  | 100%
CAC | 342-MKF4-800 | A-L | Fan coil unit CHW |  | 1099 |  | 100%
CAC | 342-MKF4-800 | A-R | Fan coil unit CHW |  | 1099 |  | 100%
CAC | 342-MKG-250-B |  | Fan coil unit CHW |  | 1145 |  | 100%
CAC | 342-MKG-300-B |  | Fan coil unit CHW |  | 1153 |  | 100%
CAC | 342MKG-400-B |  | Fan coil unit CHW |  | 1180 |  | 100%
CAC | 342-MKG-500-B |  | Fan coil unit CHW |  | 1306 |  | 100%
CAC | 342MKG-600-B |  | Fan coil unit CHW |  | 1342 |  | 100%
CAC | 342-MKH3-150 |  | Fan coil unit CHW |  | 569 |  | 100%
CAC | 342-MKH3-450 |  | Fan coil unit CHW |  | 861 |  | 100%
CAC | 342-MKH3-450 | A-L | Fan coil unit CHW |  | 861 |  | 100%
CAC | 342-MKH3-450 | A-R | Fan coil unit CHW |  | 861 |  | 100%
CAC | 342-MKH3-800 |  | Fan coil unit CHW |  | 976 |  | 100%
CAC | 342-MKH3-800 | A-L | Fan coil unit CHW |  | 976 |  | 100%
CAC | 342-MKH3-800 | A-R | Fan coil unit CHW |  | 976 |  | 100%
CAC | 342-MKH3-900 |  | Fan coil unit CHW |  | 984 |  | 100%
CAC | 342-MKH3-900 | A-L | Fan coil unit CHW |  | 984 |  | 100%
CAC | 342-MKH3-900 | A-R | Fan coil unit CHW |  | 984 |  | 100%
CAC | 342-MKH4-250 | L | Fan coil unit CHW |  | 707 |  | 100%
CAC | 342-MKH4-250 | R | Fan coil unit CHW |  | 707 |  | 100%
CAC | 342-MKH4-400 | L | Fan coil unit CHW |  | 784 |  | 100%
CAC | 342-MKH4-400 | R | Fan coil unit CHW |  | 784 |  | 100%
CAC | 342-MKH4-450 | L | Fan coil unit CHW |  | 961 |  | 100%
CAC | 342-MKH4-450 | R | Fan coil unit CHW |  | 961 |  | 100%
CAC | 342-MKH4-500 | L | Fan coil unit CHW |  | 984 |  | 100%
CAC | 342-MKH4-500 | R | Fan coil unit CHW |  | 984 |  | 100%
CAC | 342-MKH4-600 | L | Fan coil unit CHW |  | 1076 |  | 100%
CAC | 342-MKH4-600 | R | Fan coil unit CHW |  | 1076 |  | 100%
CAC | 342-MKH4-800 | L | Fan coil unit CHW |  | 977 |  | 100%
CAC | 342-MKH4-800 | R | Fan coil unit CHW |  | 977 |  | 100%
CAC | 342-MKH4-900 | L | Fan coil unit CHW |  | 1114 |  | 100%
CAC | 342-MKH4-900 | R | Fan coil unit CHW |  | 1114 |  | 100%
CAC | 342-MKH5-150 |  | Fan coil unit CHW |  | 500 |  | 100%
CAC | 342-MKS 02D 4Y/C |  | Air Handling Unit - Suspended Type |  | 3295 |  | 100%
CAC | 342-MKS 02D 4Z/C |  | Air Handling Unit - Suspended Type |  | 3518 |  | 100%
CAC | 342-MKS 02D 6Y/C |  | Air Handling Unit - Suspended Type |  | 3769 |  | 100%
CAC | 342-MKS 02D 6Z/C |  | Air Handling Unit - Suspended Type |  | 3769 |  | 100%
CAC | 342-MKS 03D 4Y/C |  | Air Handling Unit - Suspended Type |  | 3844 |  | 100%
CAC | 342-MKS 03D 4Z/C |  | Air Handling Unit - Suspended Type |  | 4013 |  | 100%
CAC | 342-MKS 03D 6Y/C |  | Air Handling Unit - Suspended Type |  | 4379 |  | 100%
CAC | 342-MKS 03D 6Z/C |  | Air Handling Unit - Suspended Type |  | 4379 |  | 100%
CAC | 342-MKS 04D 4Y/C |  | Air Handling Unit - Suspended Type |  | 4949 |  | 100%
CAC | 342-MKS 04D 4Z/C |  | Air Handling Unit - Suspended Type |  | 5050 |  | 100%
CAC | 342-MKS 04D 6Y/C |  | Air Handling Unit - Suspended Type |  | 5464 |  | 100%
CAC | 342-MKS 04D 6Z/C |  | Air Handling Unit - Suspended Type |  | 5464 |  | 100%
CAC | 342-MKS 05D 4Y/C |  | Air Handling Unit - Suspended Type |  | 5410 |  | 100%
CAC | 342-MKS 05D 4Z/C |  | Air Handling Unit - Suspended Type |  | 5640 |  | 100%
CAC | 342-MKS 05D 6Y/C |  | Air Handling Unit - Suspended Type |  | 6203 |  | 100%
CAC | 342-MKS 05D 6Z/C |  | Air Handling Unit - Suspended Type |  | 6203 |  | 100%
CAC | 342-MKS 05W 4Y/C |  | Air Handling Unit - Suspended Type |  | 5545 |  | 100%
CAC | 342-MKS 05W 4Z/C |  | Air Handling Unit - Suspended Type |  | 5457 |  | 100%
CAC | 342-MKS 05W 6Y/C |  | Air Handling Unit - Suspended Type |  | 5986 |  | 100%
CAC | 342-MKS 05W 6Z/C |  | Air Handling Unit - Suspended Type |  | 5986 |  | 100%
CAC | 342-MKS 06D 4Y/C |  | Air Handling Unit - Suspended Type |  | 5755 |  | 100%
CAC | 342-MKS 06D 4Z/C |  | Air Handling Unit - Suspended Type |  | 5932 |  | 100%
CAC | 342-MKS 06D 6Y/C |  | Air Handling Unit - Suspended Type |  | 6609 |  | 100%
CAC | 342-MKS 06D 6Z/C |  | Air Handling Unit - Suspended Type |  | 6609 |  | 100%
CAC | 342-MKS 06W 4Y/C |  | Air Handling Unit - Suspended Type |  | 5938 |  | 100%
CAC | 342-MKS 06W 4Z/C |  | Air Handling Unit - Suspended Type |  | 5755 |  | 100%
CAC | 342-MKS 06W 6Y/C |  | Air Handling Unit - Suspended Type |  | 6359 |  | 100%
CAC | 342-MKS 06W 6Z/C |  | Air Handling Unit - Suspended Type |  | 6359 |  | 100%
CAC | 342-MKS 07D 4Y/C |  | Air Handling Unit - Suspended Type |  | 6515 |  | 100%
CAC | 342-MKS 07D 4Z/C |  | Air Handling Unit - Suspended Type |  | 6555 |  | 100%
CAC | 342-MKS 07D 6Y/C |  | Air Handling Unit - Suspended Type |  | 7240 |  | 100%
CAC | 342-MKS 07D 6Z/C |  | Air Handling Unit - Suspended Type |  | 7240 |  | 100%
CAC | 342-MKS 08D 4Y/C |  | Air Handling Unit - Suspended Type |  | 6820 |  | 100%
CAC | 342-MKS 08D 4Z/C |  | Air Handling Unit - Suspended Type |  | 6928 |  | 100%
CAC | 342-MKS 08D 6Y/C |  | Air Handling Unit - Suspended Type |  | 7606 |  | 100%
CAC | 342-MKS 08D 6Z/C |  | Air Handling Unit - Suspended Type |  | 7606 |  | 100%
CAC | 342-MKS 08W 4Y/C |  | Air Handling Unit - Suspended Type |  | 7342 |  | 100%
CAC | 342-MKS 08W 4Z/C |  | Air Handling Unit - Suspended Type |  | 6887 |  | 100%
CAC | 342-MKS 08W 6Y/C |  | Air Handling Unit - Suspended Type |  | 7721 |  | 100%
CAC | 342-MKS 08W 6Z/C |  | Air Handling Unit - Suspended Type |  | 7721 |  | 100%
CAC | 342-MKS 09D 4Y/C |  | Air Handling Unit - Suspended Type |  | 8230 |  | 100%
CAC | 342-MKS 09D 4Z/C |  | Air Handling Unit - Suspended Type |  | 7843 |  | 100%
CAC | 342-MKS 09D 6Y/C |  | Air Handling Unit - Suspended Type |  | 8541 |  | 100%
CAC | 342-MKS 09D 6Z/C |  | Air Handling Unit - Suspended Type |  | 8541 |  | 100%
CAC | 342-MKS 10D 4Y/C |  | Air Handling Unit - Suspended Type |  | 8989 |  | 100%
CAC | 342-MKS 10D 4Z/C |  | Air Handling Unit - Suspended Type |  | 8962 |  | 100%
CAC | 342-MKS 10D 6Y/C |  | Air Handling Unit - Suspended Type |  | 9653 |  | 100%
CAC | 342-MKS 10D 6Z/C |  | Air Handling Unit - Suspended Type |  | 9653 |  | 100%
CAC | 342-MKS 10W 4Y/C |  | Air Handling Unit - Suspended Type |  | 8203 |  | 100%
CAC | 342-MKS 10W 4Z/C |  | Air Handling Unit - Suspended Type |  | 7877 |  | 100%
CAC | 342-MKS 10W 6Y/C |  | Air Handling Unit - Suspended Type |  | 8901 |  | 100%
CAC | 342-MKS 10W 6Z/C |  | Air Handling Unit - Suspended Type |  | 8901 |  | 100%
CAC | 342-MKS 12D 4Y/C |  | Air Handling Unit - Suspended Type |  | 9884 |  | 100%
CAC | 342-MKS 12D 4Z/C |  | Air Handling Unit - Suspended Type |  | 9599 |  | 100%
CAC | 342-MKS 12D 6Y/C |  | Air Handling Unit - Suspended Type |  | 10812 |  | 100%
CAC | 342-MKS 12D 6Z/C |  | Air Handling Unit - Suspended Type |  | 10812 |  | 100%
CAC | 342-MKS 15D 4Y/C |  | Air Handling Unit - Suspended Type |  | 11402 |  | 100%
CAC | 342-MKS 15D 4Z/C |  | Air Handling Unit - Suspended Type |  | 11158 |  | 100%
CAC | 342-MKS 15D 6Y/C |  | Air Handling Unit - Suspended Type |  | 12541 |  | 100%
CAC | 342-MKS 15D 6Z/C |  | Air Handling Unit - Suspended Type |  | 12541 |  | 100%
CAC | 342-MKS 15W 4Y/C |  | Air Handling Unit - Horizontal Type |  | 11578 |  | 100%
CAC | 342-MKS 15W 4Z/C |  | Air Handling Unit - Horizontal Type |  | 11348 |  | 100%
CAC | 342-MKS 15W 6Y/C |  | Air Handling Unit - Horizontal Type |  | 12826 |  | 100%
CAC | 342-MKS 15W 6Z/C |  | Air Handling Unit - Horizontal Type |  | 12826 |  | 100%
CAC | 342-MKS 20W 4Y/C |  | Air Handling Unit - Horizontal Type |  | 17652 |  | 100%
CAC | 342-MKS 20W 4Z/C |  | Air Handling Unit - Horizontal Type |  | 17035 |  | 100%
CAC | 342-MKS 20W 6Y/C |  | Air Handling Unit - Horizontal Type |  | 19666 |  | 100%
CAC | 342-MKS 20W 6Z/C |  | Air Handling Unit - Horizontal Type |  | 19666 |  | 100%
CAC | 342-MKS-02D4Z |  | Air Handling Unit - Suspended Type |  | 2970 |  | 100%
CAC | 342-MKS-03D6/C-ZL |  | Air Handling Unit - Suspended Type |  | 3892 |  | 100%
CAC | 342-MKS-03D6/C-ZL | R | Air Handling Unit - Suspended Type |  | 4254 |  | 100%
CAC | 342-MKS-08D4Z/C-T |  | Air Handling Unit - Suspended Type |  | 6730 |  | 100%
CAC | 342-MKS25W4Y/C |  | Air Handling Unit - Horizontal Type |  | 19489 |  | 100%
CAC | 342-MKS25W4Z/C |  | Air Handling Unit - Horizontal Type |  | 19205 |  | 100%
CAC | 342-MKS25W6Y/C |  | Air Handling Unit - Horizontal Type |  | 22716 |  | 100%
CAC | 342-MKS25W6Z/C |  | Air Handling Unit - Horizontal Type |  | 22716 |  | 100%
CAC | 342-MKS30W4Y/C |  | Air Handling Unit - Horizontal Type |  | 21340 |  | 100%
CAC | 342-MKS30W4Z/C |  | Air Handling Unit - Horizontal Type |  | 23475 |  | 100%
CAC | 342-MKS30W6Y/C |  | Air Handling Unit - Horizontal Type |  | 27441 |  | 100%
CAC | 342-MKS30W6Z/C |  | Air Handling Unit - Horizontal Type |  | 27441 |  | 100%
CAC | 342-MKS35W4Y/C |  | Air Handling Unit - Horizontal Type |  | 30790 |  | 100%
CAC | 342-MKS35W4Z/C |  | Air Handling Unit - Horizontal Type |  | 30682 |  | 100%
CAC | 342-MKS35W6Y/C |  | Air Handling Unit - Horizontal Type |  | 35773 |  | 100%
CAC | 342-MKS35W6Z/C |  | Air Handling Unit - Horizontal Type |  | 35773 |  | 100%
CAC | 342-MKS40W4Y/C |  | Air Handling Unit - Horizontal Type |  | 32092 |  | 100%
CAC | 342-MKS40W4Z/C |  | Air Handling Unit - Horizontal Type |  | 32708 |  | 100%
CAC | 342-MKS40W6Y/C |  | Air Handling Unit - Horizontal Type |  | 37610 |  | 100%
CAC | 342-MKS40W6Z/C |  | Air Handling Unit - Horizontal Type |  | 37610 |  | 100%
CAC | 342-MKS4-1000G50-A4 | L | Fan coil unit CHW |  | 1329 |  | 100%
CAC | 342-MKS4-1000G50-A4 | R | Fan coil unit CHW |  | 1329 |  | 100%
CAC | 342-MKS4-1200G50-A4 | L | Fan coil unit CHW |  | 1546 |  | 100%
CAC | 342-MKS4-1200G50-A4 | R | Fan coil unit CHW |  | 1546 |  | 100%
CAC | 342-MKS4-1400G50-A4 | L | Fan coil unit CHW |  | 1590 |  | 100%
CAC | 342-MKS4-1400G50-A4 | R | Fan coil unit CHW |  | 1590 |  | 100%
CAC | 342-MKS4-1600G50-A4 | L | Fan coil unit CHW |  | 1597 |  | 100%
CAC | 342-MKS4-1600G50-A4 | R | Fan coil unit CHW |  | 1597 |  | 100%
CAC | 342-MKS4-1800G50-A4 | L | Fan coil unit CHW |  | 1792 |  | 100%
CAC | 342-MKS4-1800G50-A4 | R | Fan coil unit CHW |  | 1792 |  | 100%
CAC | 342-MKS4-2000G50-A4 | L | Fan coil unit CHW |  | 1822 |  | 100%
CAC | 342-MKS4-2000G50-A4 | R | Fan coil unit CHW |  | 1822 |  | 100%
CAC | 342-MKS4-200G30 | L | Fan coil unit CHW |  | 538 |  | 100%
CAC | 342-MKS4-200G30 | R | Fan coil unit CHW |  | 538 |  | 100%
CAC | 342-MKS4-300G30 | L | Fan coil unit CHW |  | 613 |  | 100%
CAC | 342-MKS4-300G30 | R | Fan coil unit CHW |  | 613 |  | 100%
CAC | 342-MKS4-400G30 | L | Fan coil unit CHW |  | 657 |  | 100%
CAC | 342-MKS4-400G30 | R | Fan coil unit CHW |  | 657 |  | 100%
CAC | 342-MKS4-500G30 | L | Fan coil unit CHW |  | 657 |  | 100%
CAC | 342-MKS4-500G30 | R | Fan coil unit CHW |  | 657 |  | 100%
CAC | 342-MKS4-600G30 | L | Fan coil unit CHW |  | 747 |  | 100%
CAC | 342-MKS4-600G30 | R | Fan coil unit CHW |  | 747 |  | 100%
CAC | 342-MKS4-800G50-A4 | L | Fan coil unit CHW |  | 1298 |  | 100%
CAC | 342-MKS4-800G50-A4 | R | Fan coil unit CHW |  | 1298 |  | 100%
CAC | 342-MKT3-1000G30 |  | Fan coil unit CHW |  | 1045 |  | 100%
CAC | 342-MKT3-1000G30 | A-L | Fan coil unit CHW |  | 1045 |  | 100%
CAC | 342-MKT3-1000G30 | A-R | Fan coil unit CHW |  | 1045 |  | 100%
CAC | 342-MKT3-1000G50 | L | Fan coil unit CHW |  | 1045 |  | 100%
CAC | 342-MKT3-1000G50 | R | Fan coil unit CHW |  | 1045 |  | 100%
CAC | 342MKT3-1000G50-A4 |  | Fan coil unit CHW |  | 1299 |  | 100%
CAC | 342MKT3-1200 | G30 A-L | Fan coil unit CHW |  | 1045 |  | 100%
CAC | 342MKT3-1200 | G30 A-R | Fan coil unit CHW |  | 1045 |  | 100%
CAC | 342-MKT3-1200G50 | L | Fan coil unit CHW |  | 1176 |  | 100%
CAC | 342-MKT3-1200G50 | R | Fan coil unit CHW |  | 1176 |  | 100%
CAC | 342-MKT3-1400G50 | A-L | Fan coil unit CHW |  | 1141 |  | 100%
CAC | 342-MKT3-1400G50 | A-R | Fan coil unit CHW |  | 1141 |  | 100%
CAC | 342-MKT3-1400G50 | L | Fan coil unit CHW |  | 1283 |  | 100%
CAC | 342-MKT3-1400G50 | R | Fan coil unit CHW |  | 1283 |  | 100%
CAC | 342-MKT3-200 | G30 A-L | Fan coil unit CHW |  | 499 |  | 100%
CAC | 342-MKT3-200 | G30 A-R | Fan coil unit CHW |  | 499 |  | 100%
CAC | 342-MKT3-200 | G50 A-L | Fan coil unit CHW |  | 499 |  | 100%
CAC | 342-MKT3-200 | G50 A-R | Fan coil unit CHW |  | 499 |  | 100%
CAC | 342MKT3-300 | G30 A-L | Fan coil unit CHW |  | 553 |  | 100%
CAC | 342MKT3-300 | G30 A-R | Fan coil unit CHW |  | 553 |  | 100%
CAC | 342MKT3-300 | G12A | Fan coil unit CHW |  | 553 |  | 100%
CAC | 342-MKT3-300G50 | A-L | Fan coil unit CHW |  | 521 |  | 100%
CAC | 342-MKT3-300G50 | A-R | Fan coil unit CHW |  | 521 |  | 100%
CAC | 342-MKT3-300G50 | L | Fan coil unit CHW |  | 553 |  | 100%
CAC | 342-MKT3-300G50 | R | Fan coil unit CHW |  | 553 |  | 100%
CAC | 342-MKT3-400 | G30 A-L | Fan coil unit CHW |  | 569 |  | 100%
CAC | 342-MKT3-400 | G30 A-R | Fan coil unit CHW |  | 569 |  | 100%
CAC | 342-MKT3-400 | G50 A-L | Fan coil unit CHW |  | 569 |  | 100%
CAC | 342-MKT3-400 | G50 A-R | Fan coil unit CHW |  | 569 |  | 100%
CAC | 342-MKT3-400 | G12A | Fan coil unit CHW |  | 561 |  | 100%
CAC | 342MKT3-600 | G12A | Fan coil unit CHW |  | 661 |  | 100%
CAC | 342-MKT3-600G30 |  | Fan coil unit CHW |  | 669 |  | 100%
CAC | 342-MKT3-600G30 | A-L | Fan coil unit CHW |  | 669 |  | 100%
CAC | 342-MKT3-600G30 | A-R | Fan coil unit CHW |  | 669 |  | 100%
CAC | 342-MKT3-600G50 | A-L | Fan coil unit CHW |  | 629 |  | 100%
CAC | 342-MKT3-600G50 | A-R | Fan coil unit CHW |  | 669 |  | 100%
CAC | 342-MKT3-600G50 | L | Fan coil unit CHW |  | 669 |  | 100%
CAC | 342-MKT3-600G50 | R | Fan coil unit CHW |  | 669 |  | 100%
CAC | 342-MKT3-800G30 |  | Fan coil unit CHW |  | 991 |  | 100%
CAC | 342-MKT3-800G30 | A-L | Fan coil unit CHW |  | 991 |  | 100%
CAC | 342-MKT3-800G30 | A-R | Fan coil unit CHW |  | 991 |  | 100%
CAC | 342-MKT3-800G50 | A-L | Fan coil unit CHW |  | 991 |  | 100%
CAC | 342-MKT3-800G50 | A-R | Fan coil unit CHW |  | 991 |  | 100%
CAC | 342-MKT3-800G50 | L | Fan coil unit CHW |  | 991 |  | 100%
CAC | 342-MKT3-800G50 | R | Fan coil unit CHW |  | 991 |  | 100%
CAC | 342MKT3H-1000G70 |  | Fan coil unit CHW |  | 1306 |  | 100%
CAC | 342MKT3H-1200G70 |  | Fan coil unit CHW |  | 1376 |  | 100%
CAC | 342-MKT3H-1400G70 |  | Fan coil unit CHW |  | 1399 |  | 100%
CAC | 342-MKT3H-1400G70 | A-L | Fan coil unit CHW |  | 1399 |  | 100%
CAC | 342-MKT3H-1400G70 | A-R | Fan coil unit CHW |  | 1399 |  | 100%
CAC | 342-MKT3H-1400G70 | L | Fan coil unit CHW |  | 1399 |  | 100%
CAC | 342-MKT3H-1400G70 | R | Fan coil unit CHW |  | 1399 |  | 100%
CAC | 342-MKT3H-1600G100 | A-L | Fan coil unit CHW |  | 1708 |  | 100%
CAC | 342-MKT3H-1600G100 | A-R | Fan coil unit CHW |  | 1708 |  | 100%
CAC | 342-MKT3H-1600G100 | L | Fan coil unit CHW |  | 1708 |  | 100%
CAC | 342-MKT3H-1600G100 | R | Fan coil unit CHW |  | 1708 |  | 100%
CAC | 342MKT3H-1600G100 |  | Fan coil unit CHW |  | 1921 |  | 100%
CAC | 342MKT3H-1800G100 |  | Fan coil unit CHW |  | 1944 |  | 100%
CAC | 342-MKT3H-2200G100 | A-L | Fan coil unit CHW |  | 1975 |  | 100%
CAC | 342-MKT3H-2200G100 | A-R | Fan coil unit CHW |  | 1975 |  | 100%
CAC | 342-MKT3H-2200G100 | L | Fan coil unit CHW |  | 1975 |  | 100%
CAC | 342-MKT3H-2200G100 | R | Fan coil unit CHW |  | 1975 |  | 100%
CAC | 342MKT3H-2200G100 |  | Fan coil unit CHW |  | 1975 |  | 100%
CAC | 342MKT3H-800 |  | Fan coil unit CHW |  | 1214 |  | 100%
CAC | 342MKT3H-800G70 |  | Fan coil unit CHW |  | 1214 |  | 100%
CAC | 342-MKT4-1000G50-A4 |  | Fan coil unit CHW |  | 1329 |  | 100%
CAC | 342-MKT4-1000G50-A4 | L | Fan coil unit CHW |  | 1329 |  | 100%
CAC | 342-MKT4-1000G50-A4 | R | Fan coil unit CHW |  | 1329 |  | 100%
CAC | 342-MKT4-1200G50-A4 |  | Fan coil unit CHW |  | 1545 |  | 100%
CAC | 342-MKT4-1200G50-A4 | L | Fan coil unit CHW |  | 1545 |  | 100%
CAC | 342-MKT4-1200G50-A4 | R | Fan coil unit CHW |  | 1545 |  | 100%
CAC | 342-MKT4-1400G50-A4 |  | Fan coil unit CHW |  | 1591 |  | 100%
CAC | 342-MKT4-1400G50-A4 | L | Fan coil unit CHW |  | 1591 |  | 100%
CAC | 342-MKT4-1400G50-A4 | R | Fan coil unit CHW |  | 1591 |  | 100%
CAC | 342-MKT4-1600G50-A4 |  | Fan coil unit CHW |  | 1598 |  | 100%
CAC | 342-MKT4-1600G50-A4 | L | Fan coil unit CHW |  | 1598 |  | 100%
CAC | 342-MKT4-1600G50-A4 | R | Fan coil unit CHW |  | 1598 |  | 100%
CAC | 342-MKT4-1800G50-A4 |  | Fan coil unit CHW |  | 1791 |  | 100%
CAC | 342-MKT4-1800G50-A4 | L | Fan coil unit CHW |  | 1791 |  | 100%
CAC | 342-MKT4-1800G50-A4 | R | Fan coil unit CHW |  | 1791 |  | 100%
CAC | 342-MKT4-2000G50-A4 |  | Fan coil unit CHW |  | 1821 |  | 100%
CAC | 342-MKT4-2000G50-A4 | L | Fan coil unit CHW |  | 1821 |  | 100%
CAC | 342-MKT4-2000G50-A4 | R | Fan coil unit CHW |  | 1821 |  | 100%
CAC | 342-MKT4-300G50 | L | Fan coil unit CHW |  | 615 |  | 100%
CAC | 342-MKT4-300G50 | R | Fan coil unit CHW |  | 615 |  | 100%
CAC | 342-MKT4-400G50 | L | Fan coil unit CHW |  | 661 |  | 100%
CAC | 342-MKT4-400G50 | R | Fan coil unit CHW |  | 661 |  | 100%
CAC | 342-MKT4-500G50 | L | Fan coil unit CHW |  | 671 |  | 100%
CAC | 342-MKT4-500G50 | R | Fan coil unit CHW |  | 671 |  | 100%
CAC | 342-MKT4-600G50 | L | Fan coil unit CHW |  | 745 |  | 100%
CAC | 342-MKT4-600G50 | R | Fan coil unit CHW |  | 745 |  | 100%
CAC | 342-MKT4-800G50-A4 |  | Fan coil unit CHW |  | 1299 |  | 100%
CAC | 342-MKT4-800G50-A4 | L | Fan coil unit CHW |  | 1299 |  | 100%
CAC | 342-MKT4-800G50-A4 | R | Fan coil unit CHW |  | 1299 |  | 100%
CAC | 342-MKT4-800G50-A4 | A-L | Fan coil unit CHW |  | 1299 |  | 100%
CAC | 342-MKT4-800G50-A4 | A-R | Fan coil unit CHW |  | 1299 |  | 100%
CAC | 342MKT4H-2000 |  | Fan coil unit CHW |  | 1560 |  | 100%
CAC | 342-MKZ0915CC | HSHP-HRW | AIR HANDLING UNIT |  | 64420 |  | 100%
CAC | 342-MKZ0918CC | HP-HRW | Air Handling Unit |  | 68800 |  | 100%
CAC | 342-MKZ0918CC | STD | Air Handling Unit |  | 34364 |  | 100%
CAC | 342-MKZ1221CC | HSHP-HRW | AIR HANDLING UNIT |  | 98460 |  | 100%
CAC | 342-MKZ1221CC | STD | AIR HANDLING UNIT |  | 47990 |  | 100%
CAC | 342-MKZ1515CC |  | AIR HANDLING UNIT |  | 41776 |  | 100%
CAC | 342-MKZ1518CC | STD | AIR HANDLING UNIT |  | 46754 |  | 100%
CAC | 342-MKZ1521CC | HSHP-HRW | AIR HANDLING UNIT |  | 113479 |  | 100%
CAC | 342-MKZ1524CC |  | AIR HANDLING UNIT |  | 66197 |  | 100%
CAC | 342-MKZ1524CC | STD | AIR HANDLING UNIT |  | 123160 |  | 100%
CAC | 342-MKZ1830CC | STD | AIR HANDLING UNIT |  | 175386 |  | 100%
CAC | 343MKT4-1200G50-A4 |  | Fan coil unit CHW |  | 1545 |  | 100%
CAC | 343MKT4-2000 |  | Fan coil unit CHW |  | 1491 |  | 100%
CAC | 510AB12 | GAGATH | Ceiling - Floor |  | 2033 |  | 100%
CAC | 510AB12 | HAGATH | Ceiling - Floor |  | 2030 |  | 100%
CAC | 510AB14 | GAGATH | Ceiling - Floor |  | 2083 |  | 100%
CAC | 510AB14 | HAGATH | Ceiling - Floor |  | 2085 |  | 100%
CAC | 510AB18 | GAGATH | Ceiling - Floor |  | 2292 |  | 100%
CAC | 510AB18 | HAGATH | Ceiling - Floor |  | 2285 |  | 100%
CAC | 510AB24 | GAGATH | Ceiling - Floor |  | 2317 |  | 100%
CAC | 510AB24 | HAGATH | Ceiling - Floor |  | 2315 |  | 100%
CAC | 510AB30 | GAGATH | Ceiling - Floor |  | 3333 |  | 100%
CAC | 510AB30 | HAGATH | Ceiling - Floor |  | 3320 |  | 100%
CAC | 510AB36 | GAGATH | Ceiling - Floor |  | 3383 |  | 100%
CAC | 510AB36 | HAGATH | Ceiling - Floor |  | 3370 |  | 100%
CAC | 510AB45 | GAGATH | Ceiling - Floor |  | 3433 |  | 100%
CAC | 510AB45 | HAGATH | Ceiling - Floor |  | 3420 |  | 100%
CAC | 510AB54 | GAGATH | Ceiling - Floor |  | 3583 |  | 100%
CAC | 510AB54 | HAGATH | Ceiling - Floor |  | 3575 |  | 100%
CAC | 510AR054 | GBGTAH | Duct |  | 4125 |  | 100%
CAC | 510AR054 | XHGTAH | Duct |  | 3858 |  | 100%
CAC | 510AR07 | GDGATH | Duct |  | 2250 |  | 100%
CAC | 510AR07 | GKGALH | Duct |  | 1358 |  | 100%
CAC | 510AR07 | GKGCLH | Duct |  | 1450 |  | 100%
CAC | 510AR07 | XDGALH | Duct |  | 1867 |  | 100%
CAC | 510AR072 | XHGTAH | Duct |  | 4567 |  | 100%
CAC | 510AR09 | GDGATH | Duct |  | 2267 |  | 100%
CAC | 510AR09 | GKGALH | Duct |  | 1392 |  | 100%
CAC | 510AR09 | GKGCLH | Duct |  | 1458 |  | 100%
CAC | 510AR096 | XHGTAH | Duct |  | 5067 |  | 100%
CAC | 510AR12 | GDGATH | Duct |  | 2433 |  | 100%
CAC | 510AR12 | GKGALH | Duct |  | 1425 |  | 100%
CAC | 510AR12 | GKGCLH | Duct |  | 1475 |  | 100%
CAC | 510AR12 | XDGALH | Duct |  | 2067 |  | 100%
CAC | 510AR14 | GDGATH | Duct |  | 2533 |  | 100%
CAC | 510AR14 | GKGALH | Duct |  | 1458 |  | 100%
CAC | 510AR14 | GKGCLH | Duct |  | 1483 |  | 100%
CAC | 510AR14 | XDGALH | Duct |  | 2167 |  | 100%
CAC | 510AR14 | XDLATH | Duct |  | 2170 |  | 100%
CAC | 510AR18 | GDGATH | Duct |  | 2950 |  | 100%
CAC | 510AR18 | GKGALH | Duct |  | 1558 |  | 100%
CAC | 510AR18 | GKGCLH | Duct |  | 1642 |  | 100%
CAC | 510AR18 | GNGATH | Duct |  | 7742 |  | 100%
CAC | 510AR18 | XDGALH | Duct |  | 2575 |  | 100%
CAC | 510AR24 | GAGBTH | Duct |  | 2708 |  | 100%
CAC | 510AR24 | GDGATH | Duct |  | 3200 |  | 100%
CAC | 510AR24 | XDGALH | Duct |  | 2842 |  | 100%
CAC | 510AR24 | GKGALH | Duct |  | 1658 |  | 100%
CAC | 510AR24 | GKGCLH | Duct |  | 1750 |  | 100%
CAC | 510AR24 | GNGATH | Duct |  | 9417 |  | 100%
CAC | 510AR24 | XAGALH | Duct |  | 2450 |  | 100%
CAC | 510AR24 | XAGBLH | Duct |  | 2458 |  | 100%
CAC | 510AR24 | XBGALH | Duct |  | 2708 |  | 100%
CAC | 510AR30 | GAGBTH | Duct |  | 2958 |  | 100%
CAC | 510AR30 | GNGATH | Duct |  | 10292 |  | 100%
CAC | 510AR30 | XAGBLH | Duct |  | 2708 |  | 100%
CAC | 510AR30 | XAGBTH | Duct |  | 3005 |  | 100%
CAC | 510AR30 | XBGALH | Duct |  | 2958 |  | 100%
CAC | 510AR36 | GAGBTH | Duct |  | 2983 |  | 100%
CAC | 510AR36 | GCGBTH | Duct |  | 3492 |  | 100%
CAC | 510AR36 | GNGATH | Duct |  | 11400 |  | 100%
CAC | 510AR36 | XAGALH | Duct |  | 2730 |  | 100%
CAC | 510AR36 | XAGBLH | Duct |  | 2733 |  | 100%
CAC | 510AR36 | XAGBTH | Duct |  | 3033 |  | 100%
CAC | 510AR45 | GAGBTH | Duct |  | 3208 |  | 100%
CAC | 510AR45 | GCGATH | Duct |  | 3892 |  | 100%
CAC | 510AR45 | GNGATH | Duct |  | 12133 |  | 100%
CAC | 510AR45 | XAGBLH | Duct |  | 2958 |  | 100%
CAC | 510AR60 | GCGATH | Duct |  | 4600 |  | 100%
CAC | 510AR60 | XCGATH | Duct |  | 4595 |  | 100%
CAC | 510AR72 | GCGATH | Duct High Static Pressure |  | 5567 |  | 100%
CAC | 510AR72 | GCGBTH | Duct High Static Pressure |  | 7192 |  | 100%
CAC | 510AR72 | XCGATH | Duct High Static Pressure |  | 5535 |  | 100%
CAC | 510AR72 | XCGBTH | Duct High Static Pressure |  | 7192 |  | 100%
CAC | 510AR90 | GCGATH | Duct High Static Pressure |  | 5767 |  | 100%
CAC | 510AR90 | GCGBTH | Duct High Static Pressure |  | 7367 |  | 100%
CAC | 510AR96 | GCGATH | Duct High Static Pressure |  | 9650 |  | 100%
CAC | 510AS07 | GAGACH | Wall Mounted |  | 1683 |  | 100%
CAC | 510AS07 | GAGATH | Wall Mounted |  | 1683 |  | 100%
CAC | 510AS07 | GEGACH | Wall Mounted |  | 1458 |  | 100%
CAC | 510AS07 | HAGACH | Wall Mounted |  | 1690 |  | 100%
CAC | 510AS07 | HAGATH | Wall Mounted |  | 1878 |  | 100%
CAC | 510AS09 | GAGACH | Wall Mounted |  | 1708 |  | 100%
CAC | 510AS09 | GAGATH | Wall Mounted |  | 1708 |  | 100%
CAC | 510AS09 | GEGACH | Wall Mounted |  | 1483 |  | 100%
CAC | 510AS12 | GAGACH | Wall Mounted |  | 1733 |  | 100%
CAC | 510AS12 | GAGATH | Wall Mounted |  | 1733 |  | 100%
CAC | 510AS12 | GEGACH | Wall Mounted |  | 1508 |  | 100%
CAC | 510AS12 | HAGACH | Wall Mounted |  | 1740 |  | 100%
CAC | 510AS12 | HAGATH | Wall Mounted |  | 1933 |  | 100%
CAC | 510AS14 | GAGACH | Wall Mounted |  | 1758 |  | 100%
CAC | 510AS14 | GAGATH | Wall Mounted |  | 1758 |  | 100%
CAC | 510AS14 | GEGACH | Wall Mounted |  | 1533 |  | 100%
CAC | 510AS14 | HEGACH | Wall Mounted |  | 1535 |  | 100%
CAC | 510AS18 | GAGACH | Wall Mounted |  | 1700 |  | 100%
CAC | 510AS18 | GAGATH | Wall Mounted |  | 1700 |  | 100%
CAC | 510AS18 | HAGACH | Wall Mounted |  | 1700 |  | 100%
CAC | 510AS18 | HAGATH | Wall Mounted |  | 1700 |  | 100%
CAC | 510AS24 | GAGACH | Wall Mounted |  | 1800 |  | 100%
CAC | 510AS24 | GAGATH | Wall Mounted |  | 1800 |  | 100%
CAC | 510AS30 | GAGACH | Wall Mounted |  | 1908 |  | 100%
CAC | 510AS30 | GAGATH | Wall Mounted |  | 1908 |  | 100%
CAC | 510AS30 | HAGACH | Wall Mounted |  | 1905 |  | 100%
CAC | 510AU018 | GKGTAH | Cassette Circular Flow |  | 3417 |  | 100%
CAC | 510AU018 | GMGTAH | Cassette Circular Flow |  | 2983 |  | 100%
CAC | 510AU024 | GKGTAH | Cassette Circular Flow |  | 3450 |  | 100%
CAC | 510AU024 | GMGTAH | Cassette Circular Flow |  | 3233 |  | 100%
CAC | 510AU030 | GKGTAH | Cassette Circular Flow |  | 3483 |  | 100%
CAC | 510AU034 | GKGTAH | Cassette Circular Flow |  | 3517 |  | 100%
CAC | 510AU036 | GKGTAH | Cassette Circular Flow |  | 3550 |  | 100%
CAC | 510AU045 | GKGTAH | Cassette Circular Flow |  | 3658 |  | 100%
CAC | 510AU054 | GKGTAH | Cassette Circular Flow |  | 3758 |  | 100%
CAC | 510AU07 | GBGALH | Cassette - Compact |  | 1942 |  | 100%
CAC | 510AU07 | GBGATH | Cassette - Compact |  | 2233 |  | 100%
CAC | 510AU07 | XBGALH | Cassette - Compact |  | 1945 |  | 100%
CAC | 510AU09 | GBGALH | Cassette - Compact |  | 1992 |  | 100%
CAC | 510AU09 | GBGATH | Cassette - Compact |  | 2283 |  | 100%
CAC | 510AU09 | XBGALH | Cassette - Compact |  | 1995 |  | 100%
CAC | 510AU12 | GBGALH | Cassette - Compact |  | 2017 |  | 100%
CAC | 510AU12 | GBGATH | Cassette - Compact |  | 2317 |  | 100%
CAC | 510AU14 | GBGALH | Cassette - Compact |  | 2042 |  | 100%
CAC | 510AU14 | GBGATH | Cassette - Compact |  | 2350 |  | 100%
CAC | 510AU14 | XBGALH | Cassette - Compact |  | 2050 |  | 100%
CAC | 510AU18 | GBGALH | Cassette |  | 2250 |  | 100%
CAC | 510AU18 | GBGATH | Cassette |  | 2583 |  | 100%
CAC | 510AU18 | GDGALH | Cassette |  | 2500 |  | 100%
CAC | 510AU18 | XBGALH | Cassette |  | 2250 |  | 100%
CAC | 510AU18 | XDGALH | Cassette |  | 2500 |  | 100%
CAC | 510AU24 | GBGALH | Cassette |  | 2675 |  | 100%
CAC | 510AU24 | GBGATH | Cassette |  | 3075 |  | 100%
CAC | 510AU24 | GDGALH | Cassette |  | 2700 |  | 100%
CAC | 510AU24 | XBGALH | Cassette |  | 2680 |  | 100%
CAC | 510AU30 | GAGALH | Cassette |  | 2967 |  | 100%
CAC | 510AU30 | XAGALH | Cassette |  | 2960 |  | 100%
CAC | 510AU36 | GAGALH | Cassette |  | 3017 |  | 100%
CAC | 510AU36 | XAGALH | Cassette |  | 3010 |  | 100%
CAC | 510AU45 | GAGALH | Cassette |  | 3217 |  | 100%
CAC | 510AU45 | XAGALH | Cassette |  | 3215 |  | 100%
CAC | 510AU54 | GAGALH | Cassette |  | 3617 |  | 100%
CAC | 510AU54 | XAGALH | Cassette |  | 3615 |  | 100%
CAC | 520AJG072 | LNLBH | Outdoor Unit |  | 19175 |  | 100%
CAC | 520AJG090 | LNLBH | Outdoor Unit |  | 20333 |  | 100%
CAC | 520AJG108 | LNLBH | Outdoor Unit |  | 22133 |  | 100%
CAC | 520AJG108 | LNTCH | Outdoor Unit |  | 25350 |  | 100%
CAC | 520AJG126 | LNLBH | Outdoor Unit |  | 24408 |  | 100%
CAC | 520AJG144 | LNLBH | Outdoor Unit |  | 24908 |  | 100%
CAC | 520AJG162 | LNLBH | Outdoor Unit |  | 26250 |  | 100%
CAC | 520AJH054 | LETAHN | Outdoor Unit |  | 15758 |  | 100%
CAC | 520AJH072 |  | Outdoor Unit |  | 16760 |  | 100%
CAC | 520AJH072 | LNLAH | Outdoor Unit |  | 16705 |  | 100%
CAC | 520AJH072 | LNLAHU | Outdoor Unit |  | 16760 |  | 100%
CAC | 520AJH072 | LNTAH | Outdoor Unit |  | 19510 |  | 100%
CAC | 520AJH072 | LNTBH | Outdoor Unit |  | 21910 |  | 100%
CAC | 520AJH072 | LNTCH | Outdoor Unit |  | 21958 |  | 100%
CAC | 520AJH090 | LNLAH | Outdoor Unit |  | 17710 |  | 100%
CAC | 520AJH090 | LNLAHU | Outdoor Unit |  | 17755 |  | 100%
CAC | 520AJH090 | LNTAH | Outdoor Unit |  | 20460 |  | 100%
CAC | 520AJH090 | LNTBH | Outdoor Unit |  | 23250 |  | 100%
CAC | 520AJH090 | LNTCH | Outdoor Unit |  | 23292 |  | 100%
CAC | 520AJH108 | LNTBH | Outdoor Unit |  | 25320 |  | 100%
CAC | 520AJH108 | LNTCH | Outdoor Unit |  | 25350 |  | 100%
CAC | 520AJH126 | LNLAH | Outdoor Unit |  | 24360 |  | 100%
CAC | 520AJH126 | LNLAHU | Outdoor Unit |  | 24355 |  | 100%
CAC | 520AJH126 | LNTAH | Outdoor Unit |  | 27520 |  | 100%
CAC | 520AJH126 | LNTBH | Outdoor Unit |  | 27915 |  | 100%
CAC | 520AJH126 | LNTCH | Outdoor Unit |  | 27958 |  | 100%
CAC | 520AJH144 | LNTBH | Outdoor Unit |  | 28495 |  | 100%
CAC | 520AJH144 | LNTCH | Outdoor Unit |  | 28533 |  | 100%
CAC | 520AJH162 | LNTBH | Outdoor Unit |  | 30045 |  | 100%
CAC | 520AJH162 | LNTCH | Outdoor Unit |  | 30075 |  | 100%
CAC | 520AJH40 | LBTAHN | Outdoor Unit |  | 13742 |  | 100%
CAC | 520AJH40 | LETAHN | Outdoor Unit |  | 13742 |  | 100%
CAC | 520AJH45 | LBTAHN | Outdoor Unit |  | 14750 |  | 100%
CAC | 520AJH45 | LETAHN | Outdoor Unit |  | 14750 |  | 100%
CAC | 520AJH54 | LBTAHN | Outdoor Unit |  | 15758 |  | 100%
CAC | 530UTD-GXSA-W |  | Auto Louver Grille for Slim Duct |  | 167 |  | 100%
CAC | 530UTD-GXSB-W |  | Auto Louver Grill for SlimDuct |  | 225 |  | 100%
CAC | 530UTD-GXSC-W |  | Auto Louver Grill for SlimDuct |  | 225 |  | 100%
CAC | 530UTD-RF204 |  | Flange (Round) - Medium Static Duct & Ceiling |  | 375 |  | 100%
CAC | 530UTD-RS100 |  | Remote Sensor Unit |  | 275 |  | 100%
CAC | 530UTD-SF045T |  | Flange (Square) - Medium Static Duct |  | 92 |  | 100%
CAC | 530UTG-UFGC-W |  | Cassette - Compact grill |  | 275 |  | 100%
CAC | 530UTG-UGGA-W |  | Cassette Grill |  | 333 |  | 100%
CAC | 530UTG-UKGD-W |  | Cassette Grill |  | 342 |  | 100%
CAC | 530UTP-AX054 |  | Distributor Joint |  | 258 |  | 100%
CAC | 530UTP-AX054 | A | Distributor Joint |  | 258 |  | 100%
CAC | 530UTP-AX090 |  | Distributor Joint |  | 325 |  | 100%
CAC | 530UTP-AX090 | A | Distributor Joint |  | 325 |  | 100%
CAC | 530UTP-AX180 |  | Distributor Joint |  | 375 |  | 100%
CAC | 530UTP-AX180 | A | Distributor Joint |  | 375 |  | 100%
CAC | 530UTP-AX567 |  | Distributor Joint Outdoor |  | 575 |  | 100%
CAC | 530UTP-AX567 | A | Distributor Joint Outdoor |  | 575 |  | 100%
CAC | 530UTP-CX567 |  | Distributor Joint Outdoor |  | 625 |  | 100%
CAC | 530UTP-CX567 | A | Distributor Joint Outdoor |  | 625 |  | 100%
CAC | 530UTP-LX180A |  | Distributor Joint - DX KIT |  | 292 |  | 100%
CAC | 530UTP-NX18A |  | Distributor - Reducer KIT |  | 42 |  | 100%
CAC | 530UTR-DPB24T |  | Drain Pump |  | 225 |  | 100%
CAC | 530UTR-EV09XB |  | EV kit |  | 250 |  | 100%
CAC | 530UTR-EV14XB |  | EV Kit |  | 250 |  | 100%
CAC | 530UTR-H0906L |  | Distributor Joint - Header |  | 425 |  | 100%
CAC | 530UTR-H1806L |  | Distributor Joint - Header |  | 475 |  | 100%
CAC | 530UTY-ABGX |  | Controller - BACnet Gateway software |  | 6058 |  | 100%
CAC | 530UTY-ABGX | Z1 | Controller - BACnet Gateway software |  | 7295 |  | 100%
CAC | 530UTY-APGX |  | Controller - System |  | 20158 |  | 100%
CAC | 530UTY-APGX | Z1 | Controller - System |  | 20158 |  | 100%
CAC | 530UTY-PEGX | Z1 | Energy Manager |  | 9083 |  | 100%
CAC | 530UTY-RHRG |  | Controller - Simple |  | 325 |  | 100%
CAC | 530UTY-RSRG |  | Controller - Simple |  | 275 |  | 100%
CAC | 530UTY-TERX |  | EXTERNAL SWITCH CONTROLLER |  | 425 |  | 100%
CAC | 530UTY-TFNX | Z2 | Controller - Wireless LAN adapter (FGLAIR) |  | 315 |  | 100%
CAC | 530UTY-VGGX | Z1 | Convertor - Network convertor |  | 2033 |  | 100%
CAC | 530UTZ-BD100B |  | Recovery Ventilator |  | 8715 |  | 100%
CAC | 530UTZ-PX1BBA |  | Drain Pump |  | 325 |  | 100%
CAC | 530UTZ-PX1NBA |  | Drain Pump |  | 325 |  | 100%
CAC | 530UTZ-VXAA |  | Fresh Air Intake Kit - Compact Cassette |  | 625 |  | 100%
CAC | 530UTZ-VXGA |  | Fresh Air Intake Kit |  | 825 |  | 100%
CAC | 540IS-FJ-RC-MBS-1 |  | Controller - Gateway for VRF & DX |  | 1000 |  | 100%
CAC | 540UTB-GUB |  | Controller - Wired |  | 333 |  | 100%
CAC | 540UTB-YWC |  | Controller - IR RECEIVER - Duct |  | 167 |  | 100%
CAC | 540UTD-LF25NA |  | Long Life filter - Medium Static |  | 117 |  | 100%
CAC | 540UTD-LF60KA |  | Long Life filter - High Static |  | 117 |  | 100%
CAC | 540UTP-VX30A |  | EEV - DX KIT |  | 892 |  | 100%
CAC | 540UTP-VX60A |  | EEV - DX KIT |  | 1092 |  | 100%
CAC | 540UTP-VX90A |  | EEV - DX KIT |  | 1358 |  | 100%
CAC | 540UTY-ALGXZ1 |  | Controller - System Controller Lite - Software |  | 7367 |  | 100%
CAC | 540UTY-AMGX |  | Controller - Web Monitoring Tool |  | 2592 |  | 100%
CAC | 540UTY-ASGX |  | Service Tool |  | 2340 |  | 100%
CAC | 540UTY-ASGXZ1 |  | Service Tool - ESMA |  | 2333 |  | 100%
CAC | 540UTY-CGGG |  | Controller - Group |  | 534 |  | 100%
CAC | 540UTY-CGGGU |  | Controller - Simple Group Controller |  | 475 |  | 100%
CAC | 540UTY-DCGG |  | Controller - Centrlized |  | 4200 |  | 100%
CAC | 540UTY-DCGG | Z1 | Controller - Centrlized |  | 4670 |  | 100%
CAC | 540UTY-DSGGZ3 |  | Controller - Cloud-Based Centralized |  | 12685 |  | 100%
CAC | 540UTY-DTGG |  | Controller - Touch panel |  | 11600 |  | 100%
CAC | 540UTY-DTGG | Z1 | Controller - Touch panel |  | 11600 |  | 100%
CAC | 540UTY-LBHXD |  | Controller - IR Receiver - Circular Cassette |  | 284 |  | 100%
CAC | 540UTY-LNHG |  | Controller - Wireless |  | 215 |  | 100%
CAC | 540UTY-LNHGU |  | Controller - Wireless |  | 225 |  | 100%
CAC | 540UTY-LRHGB1 |  | Controller - IR RECEIVER - Cassette |  | 117 |  | 100%
CAC | 540UTY-PLGXA2 |  | Controller - System Controller Lite |  | 2067 |  | 100%
CAC | 540UTY-PLGXE2 |  | Controller - System Controller Lite |  | 2633 |  | 100%
CAC | 540UTY-PLGXR2 |  | Controller - System Controller Lite |  | 2633 |  | 100%
CAC | 540UTY-PLGXX2 |  | Controller - System Controller Lite |  | 2633 |  | 100%
CAC | 540UTY-PTGXA |  | Controller - Touch Panel |  | 3400 |  | 100%
CAC | 540UTY-RCRGZ1 |  | Controller - Wired |  | 385 |  | 100%
CAC | 540UTY-RLRG |  | Controller - Wired |  | 225 |  | 100%
CAC | 540UTY-RNKG |  | Controller - Wired |  | 215 |  | 100%
CAC | 540UTY-RNRG |  | Controller - Touch panel |  | 370 |  | 100%
CAC | 540UTY-RNRG | Z2 | Controller - Touch panel |  | 375 |  | 100%
CAC | 540UTY-RNRG | Z3 | Controller - Touch panel |  | 420 |  | 100%
CAC | 540UTY-RSKG |  | Controller - Simple |  | 265 |  | 100%
CAC | 540UTY-SHZXC |  | Human Sensor Kit |  | 220 |  | 100%
CAC | 540UTY-SPWX |  | Pressure Sensor Kit |  | 7408 |  | 100%
CAC | 540UTY-TEKX |  | Controller - External Switch |  | 420 |  | 100%
CAC | 540UTY-TTRX |  | Convertor - NEST |  | 492 |  | 100%
CAC | 540UTY-VBGX |  | Convertor - BACnet Gateway - Hardware |  | 16800 |  | 100%
CAC | 540UTY-VDGX |  | Controller - DX KIT |  | 5392 |  | 100%
CAC | 540UTY-VKGX |  | Convertor - KNX |  | 4867 |  | 100%
CAC | 540UTY-VLGX |  | Convertor - Network convertor (Lonworks) |  | 6058 |  | 100%
CAC | 540UTY-VMGX |  | Convertor - Network convertor (Modbus) |  | 6058 |  | 100%
CAC | 540UTY-VSGXZ1 |  | Signal Amplifier - ESMA |  | 3042 |  | 100%
CAC | 540UTY-VTGX |  | Convertor - Network Convertor (DC Supply) |  | 683 |  | 100%
CAC | 540UTY-VTGXV |  | Convertor - Network Convertor (AC Supply) |  | 1017 |  | 100%
CAC | 610HRV-1000 |  | Recovery Ventilator |  | 7418 |  | 100%
CAC | 610HRV-1500 |  | Recovery Ventilator |  | 10071 |  | 100%
CAC | 610HRV-200 |  | Recovery Ventilator |  | 2308 |  | 100%
CAC | 610HRV-2000 |  | Recovery Ventilator |  | 11869 |  | 100%
CAC | 610HRV-300 |  | Recovery Ventilator |  | 2763 |  | 100%
CAC | 610HRV-400 |  | Recovery Ventilator |  | 3532 |  | 100%
CAC | 610HRV-500 |  | Recovery Ventilator |  | 4286 |  | 100%
CAC | 610HRV-800 |  | Recovery Ventilator |  | 5887 |  | 100%
CAC | 610MDV-D125T1 | N1-FA | Indoor Fresh Air Processing |  | 3933 |  | 100%
CAC | 610MDV-D250T1 | N1-FA | Indoor Fresh Air Processing |  | 6890 |  | 100%
CAC | 610MDV-D36Q1 | N1-D | ONE-WAY CASSETTE |  | 2197 |  | 100%
CAC | 610MDV-D45Q1 | N1-D | Cassette 1 way |  | 2331 |  | 100%
CAC | 610MDV-D56Q1 | N1-D | Cassette 1 way |  | 2354 |  | 100%
CAC | 610MDV-D71Q1 | N1-D | ONE-WAY CASSETTE |  | 2481 |  | 100%
CAC | 610VRF-MDV-80T1 | N1-B | Hi Static Pressure Duct |  | 2237 |  | 100%
CAC | 610VRF-MDV-D100Q4 | N1-D | Cassette 4 way |  | 2520 |  | 100%
CAC | 610VRF-MDV-D100Q4 | N1-E | Cassette 4 way |  | 2614 |  | 100%
CAC | 610VRF-MDV-D112Q4 | N1-D | Cassette 4 way |  | 2583 |  | 100%
CAC | 610VRF-MDV-D112Q4 | N1-E | Cassette 4 way |  | 2685 |  | 100%
CAC | 610VRF-MDV-D112T2 | N1-BA5 | Duct Medium Static Pressure |  | 2504 |  | 100%
CAC | 610VRF-MDV-D125T1 | N1-FA | Indoor Fresh Air Processing |  | 3933 |  | 100%
CAC | 610VRF-MDV-D140Q4 | N1-D | Cassette 4 way |  | 2685 |  | 100%
CAC | 610VRF-MDV-D140Q4 | N1-E | Cassette 4 way |  | 2787 |  | 100%
CAC | 610VRF-MDV-D140T1 | N1-B | Duct High Static Pressure |  | 5723 |  | 100%
CAC | 610VRFMDV-D140T1 | N1-FA | Indoor Fresh Air Processing |  | 4072 |  | 100%
CAC | 610VRF-MDV-D140T2 | N1-BA5 | Duct Medium Static Pressure |  | 2645 |  | 100%
CAC | 610VRF-MDV-D160DL | N1-C | Ceiling - Floor |  | 3744 |  | 100%
CAC | 610VRF-MDV-D200T1 | N1-B | Duct High Static Pressure |  | 2590 |  | 100%
CAC | 610VRF-MDV-D200T1 | N1-FA | Duct High Static Pressure |  | 6759 |  | 100%
CAC | 610VRFMDV-D200T1 | N1-FA | Indoor Fresh Air Processing |  | 6759 |  | 100%
CAC | 610VRF-MDV-D22G | N1-S | Wall mounted |  | 1123 |  | 100%
CAC | 610VRF-MDV-D22G | N1YB | Wall mounted |  | 1107 |  | 100%
CAC | 610VRF-MDV-D250T1 | N1-B | Indoor Fresh Air Processing |  | 3187 |  | 100%
CAC | 610VRF-MDV-D250T1 | N1-FA | Indoor Fresh Air Processing |  | 6890 |  | 100%
CAC | 610VRF-MDV-D280T1 | N1-B | Duct High Static Pressure |  | 3305 |  | 100%
CAC | 610VRF-MDV-D28G | N1-S | Wall mounted |  | 1177 |  | 100%
CAC | 610VRF-MDV-D28G | N1YB | Wall mounted |  | 1177 |  | 100%
CAC | 610VRF-MDV-D28Q4 | N1-A3 | Cassette 4 way |  | 1719 |  | 100%
CAC | 610VRF-MDV-D28Q4 | N1-D | Cassette 4 way |  | 1805 |  | 100%
CAC | 610VRF-MDV-D28T2 | N1-BA5 | Duct Medium Static Pressure |  | 1413 |  | 100%
CAC | 610VRF-MDV-D28T2 | N1-DA5 | Duct Medium Static Pressure |  | 1366 |  | 100%
CAC | 610VRF-MDV-D36G | N1-S | Wall mounted |  | 1232 |  | 100%
CAC | 610VRF-MDV-D36G | N1YB | Wall mounted |  | 1232 |  | 100%
CAC | 610VRF-MDV-D36Q4 | N1-A3 | Cassette 4 way |  | 1853 |  | 100%
CAC | 610VRF-MDV-D36Q4 | N1-D | Cassette 4 way |  | 1876 |  | 100%
CAC | 610VRF-MDV-D36Q4 | N1-E | Cassette 4 way |  | 1962 |  | 100%
CAC | 610VRF-MDV-D36T2 | N1-BA5 | Duct Medium Static Pressure |  | 1476 |  | 100%
CAC | 610VRF-MDV-D36T2 | N1-DA5 | Duct Medium Static Pressure |  | 1389 |  | 100%
CAC | 610VRF-MDV-D45G | N1-S | Wall mounted |  | 1382 |  | 100%
CAC | 610VRF-MDV-D45G | N1YB | Wall mounted |  | 1382 |  | 100%
CAC | 610VRF-MDV-D45Q4 | N1-A3 | Cassette 4 way |  | 1908 |  | 100%
CAC | 610VRF-MDV-D45Q4 | N1-D | Cassette 4 way |  | 2104 |  | 100%
CAC | 610VRF-MDV-D45Q4 | N1-E | Cassette 4 way |  | 2182 |  | 100%
CAC | 610VRF-MDV-D45T2 | N1-BA5 | Duct Medium Static Pressure |  | 1633 |  | 100%
CAC | 610VRF-MDV-D45T2 | N1-DA5 | Duct Medium Static Pressure |  | 1617 |  | 100%
CAC | 610VRF-MDV-D56G | N1-S | Wall mounted |  | 1421 |  | 100%
CAC | 610VRF-MDV-D56G | N1Y | Wall mounted |  | 1305 |  | 100%
CAC | 610VRF-MDV-D56G | N1YB | Wall mounted |  | 1444 |  | 100%
CAC | 610VRF-MDV-D56G | N1Y-S | Wall mounted |  | 1444 |  | 100%
CAC | 610VRF-MDV-D56Q4 | N1-D | Cassette 4 way |  | 2167 |  | 100%
CAC | 610VRF-MDV-D56Q4 | N1-E | Cassette 4 way |  | 2245 |  | 100%
CAC | 610VRF-MDV-D56T2 | N1-BA5 | Duct Medium Static Pressure |  | 1672 |  | 100%
CAC | 610VRF-MDV-D56T2 | N1-DA5 | Duct Medium Static Pressure |  | 1656 |  | 100%
CAC | 610VRF-MDV-D71G | N1Y | Wall mounted |  | 1405 |  | 100%
CAC | 610VRF-MDV-D71G | R3-N1Y | Wall mounted |  | 1429 |  | 100%
CAC | 610VRF-MDV-D71Q4 | N1-D | Cassette 4 way |  | 2214 |  | 100%
CAC | 610VRF-MDV-D71Q4 | N1-E | Cassette 4 way |  | 2284 |  | 100%
CAC | 610VRF-MDV-D71T2 | N1-BA5 | Duct Medium Static Pressure |  | 1790 |  | 100%
CAC | 610VRF-MDV-D71T2 | N1-DA5 | Duct Medium Static Pressure |  | 1813 |  | 100%
CAC | 610VRF-MDV-D80G | R3-N1Y | Wall mounted |  | 1440 |  | 100%
CAC | 610VRF-MDV-D80Q4 | N1-D | Cassette 4 way |  | 2284 |  | 100%
CAC | 610VRF-MDV-D80Q4 | N1-E | Cassette 4 way |  | 2363 |  | 100%
CAC | 610VRF-MDV-D80T2 | N1-BA5 | Duct Medium Static Pressure |  | 2363 |  | 100%
CAC | 610VRF-MDV-D90G | R3-N1Y | Wall mounted |  | 1447 |  | 100%
CAC | 610VRF-MDV-D90Q4 | N1-D | Cassette 4 way |  | 2465 |  | 100%
CAC | 610VRF-MDV-D90Q4 | N1-E | Cassette 4 way |  | 2559 |  | 100%
CAC | 610VRF-MI-100Q4 |  | Cassette 4 way |  | 2660 |  | 100%
CAC | 610VRF-MI-112Q4 |  | Cassette 4 way |  | 2727 |  | 100%
CAC | 610VRF-MI-112T2 |  | Duct Medium Static Pressure |  | 2645 |  | 100%
CAC | 610VRF-MI-140Q4 |  | Cassette 4 way |  | 2833 |  | 100%
CAC | 610VRF-MI-140T2 |  | Duct Medium Static Pressure |  | 2795 |  | 100%
CAC | 610VRF-MI-15Q4 |  | Cassette 4 way |  | 1720 |  | 100%
CAC | 610VRF-MI-15T2 |  | Duct Medium Static Pressure |  | 1415 |  | 100%
CAC | 610VRF-MI2-100Q4 | DHN1 | Cassette 4 way |  | 2151 |  | 100%
CAC | 610VRF-MI2-112DL | DHN1 | Ceiling - Floor |  | 3149 |  | 100%
CAC | 610VRF-MI2-112Q4 | DHN1 | Cassette 4 way |  | 2222 |  | 100%
CAC | 610VRF-MI2-112T1 | DHN1 | Duct High Static Pressure |  | 3014 |  | 100%
CAC | 610VRF-MI2-112T2 | DHN1 | Duct Medium Static Pressure |  | 2576 |  | 100%
CAC | 610VRF-MI2-125FA | DHN1 | Indoor Fresh Air Processing |  | 3864 |  | 100%
CAC | 610VRF-MI2-140DL | DHN1 | Ceiling - Floor |  | 3214 |  | 100%
CAC | 610VRF-MI2-140FA | DHN1 | Indoor Fresh Air Processing |  | 4057 |  | 100%
CAC | 610VRF-MI2-140Q4 | DHN1 | Cassette 4 way |  | 2325 |  | 100%
CAC | 610VRF-MI2-140T1 | DHN1 | Duct High Static Pressure |  | 3426 |  | 100%
CAC | 610VRF-MI2-140T2 | DHN1 | Duct Medium Static Pressure |  | 2731 |  | 100%
CAC | 610VRF-MI2-160T1 | DHN1 | Duct High Static Pressure |  | 3542 |  | 100%
CAC | 610VRF-MI2-18Q1 | DHN1 | Cassette 1 way |  | 1507 |  | 100%
CAC | 610VRF-MI2-200FA | DHN1 | Indoor Fresh Air Processing |  | 6376 |  | 100%
CAC | 610VRF-MI2-200T1 | DHN1 | Duct High Static Pressure |  | 5583 |  | 100%
CAC | 610VRF-MI2-22F3 | DHN1 | Concealed Floor Standing |  | 1900 |  | 100%
CAC | 610VRF-MI2-22F4 | DHN1 | Exposed Floor Standing Type(Air return from side) |  | 1990 |  | 100%
CAC | 610VRF-MI2-22F5 | DHN1 | Exposed Floor Standing Type(Air return from bottom |  | 1990 |  | 100%
CAC | 610VRF-MI2-22G | DHN1 | Wall mounted |  | 1030 |  | 100%
CAC | 610VRF-MI2-22Q1 | DHN1 | Cassette 1 way |  | 1694 |  | 100%
CAC | 610VRF-MI2-22Q2 | DHN1 | Cassette 2 way |  | 1964 |  | 100%
CAC | 610VRF-MI2-22Q4 | CDHN1 | Cassette 4 way |  | 1539 |  | 100%
CAC | 610VRF-MI2-22T2 | DHN1 | Duct Medium Static Pressure |  | 1385 |  | 100%
CAC | 610VRF-MI2-250FA | DHN1 | Indoor Fresh Air Processing |  | 6826 |  | 100%
CAC | 610VRF-MI2-250T1 | DHN1 | Duct High Static Pressure |  | 5893 |  | 100%
CAC | 610VRF-MI2-280FA | DHN1 | Indoor Fresh Air Processing |  | 7406 |  | 100%
CAC | 610VRF-MI2-280T1 | DHN1 | Duct High Static Pressure |  | 6202 |  | 100%
CAC | 610VRF-MI2-28F3 | DHN1 | Concealed Floor Standing |  | 1938 |  | 100%
CAC | 610VRF-MI2-28F4 | DHN1 | Exposed Floor Standing Type(Air return from side) |  | 2029 |  | 100%
CAC | 610VRF-MI2-28F5 | DHN1 | Exposed Floor Standing Type(Air return from bottom |  | 2029 |  | 100%
CAC | 610VRF-MI2-28G | DHN1 | Wall mounted |  | 1121 |  | 100%
CAC | 610VRF-MI2-28Q1 | DHN1 | Cassette 1 way |  | 1971 |  | 100%
CAC | 610VRF-MI2-28Q2 | DHN1 | Cassette 2 way |  | 2112 |  | 100%
CAC | 610VRF-MI2-28Q4 | CDHN1 | Cassette 4 way |  | 1565 |  | 100%
CAC | 610VRF-MI2-28Q4 | DHN1 | Cassette 4 way |  | 1436 |  | 100%
CAC | 610VRF-MI2-28T2 | DHN1 | Duct Medium Static Pressure |  | 1404 |  | 100%
CAC | 610VRF-MI-22Q4 |  | Cassette 4 way |  | 1790 |  | 100%
CAC | 610VRF-MI-22T2 |  | Duct Medium Static Pressure |  | 1425 |  | 100%
CAC | 610VRF-MI2-36DL | DHN1 | Ceiling - Floor |  | 1958 |  | 100%
CAC | 610VRF-MI2-36F3 | DHN1 | Concealed Floor Standing |  | 2151 |  | 100%
CAC | 610VRF-MI2-36F4 | DHN1 | Exposed Floor Standing Type(Air return from side) |  | 2151 |  | 100%
CAC | 610VRF-MI2-36F5 | DHN1 | Exposed Floor Standing Type(Air return from bottom |  | 2151 |  | 100%
CAC | 610VRF-MI2-36G | DHN1 | Wall mounted |  | 1236 |  | 100%
CAC | 610VRF-MI2-36Q1 | DHN1 | Cassette 1 way |  | 1977 |  | 100%
CAC | 610VRF-MI2-36Q2 | DHN1 | Cassette 2 way |  | 2222 |  | 100%
CAC | 610VRF-MI2-36Q4 | CDHN1 | Cassette 4 way |  | 1707 |  | 100%
CAC | 610VRF-MI2-36Q4 | DHN1 | Cassette 4 way |  | 1494 |  | 100%
CAC | 610VRF-MI2-36T2 | DHN1 | Duct Medium Static Pressure |  | 1430 |  | 100%
CAC | 610VRF-MI2-45DL | DHN1 | Ceiling - Floor |  | 2170 |  | 100%
CAC | 610VRF-MI2-45F3 | DHN1 | Concealed Floor Standing |  | 2228 |  | 100%
CAC | 610VRF-MI2-45F4 | DHN1 | Exposed Floor Standing Type(Air return from side) |  | 2228 |  | 100%
CAC | 610VRF-MI2-45F5 | DHN1 | Exposed Floor Standing Type(Air return from bottom |  | 2228 |  | 100%
CAC | 610VRF-MI2-45G | DHN1 | Wall mounted |  | 1397 |  | 100%
CAC | 610VRF-MI2-45Q1 | DHN1 | Cassette 1 way |  | 1977 |  | 100%
CAC | 610VRF-MI2-45Q2 | DHN1 | Cassette 2 way |  | 2280 |  | 100%
CAC | 610VRF-MI2-45Q4 | CDHN1 | Cassette 4 way |  | 1758 |  | 100%
CAC | 610VRF-MI2-45Q4 | DHN1 | Cassette 4 way |  | 1732 |  | 100%
CAC | 610VRF-MI2-45T2 | DHN1 | Duct Medium Static Pressure |  | 1662 |  | 100%
CAC | 610VRF-MI2-56DL | DHN1 | Ceiling - Floor |  | 2215 |  | 100%
CAC | 610VRF-MI2-56F3 | DHN1 | Concealed Floor Standing |  | 2402 |  | 100%
CAC | 610VRF-MI2-56F4 | DHN1 | Exposed Floor Standing Type(Air return from side) |  | 2402 |  | 100%
CAC | 610VRF-MI2-56F5 | DHN1 | Exposed Floor Standing Type(Air return from bottom |  | 2402 |  | 100%
CAC | 610VRF-MI2-56G | DHN1 | Wall mounted |  | 1430 |  | 100%
CAC | 610VRF-MI2-56Q1 | DHN1 | Cassette 1 way |  | 1984 |  | 100%
CAC | 610VRF-MI2-56Q2 | DHN1 | Cassette 2 way |  | 2363 |  | 100%
CAC | 610VRF-MI2-56Q4 | DHN1 | Cassette 4 way |  | 1784 |  | 100%
CAC | 610VRF-MI2-56T2 | DHN1 | Duct Medium Static Pressure |  | 1707 |  | 100%
CAC | 610VRF-MI2-71DL | DHN1 | Ceiling - Floor |  | 2312 |  | 100%
CAC | 610VRF-MI2-71F3 | DHN1 | Concealed Floor Standing |  | 2441 |  | 100%
CAC | 610VRF-MI2-71F4 | DHN1 | Exposed Floor Standing Type(Air return from side) |  | 2441 |  | 100%
CAC | 610VRF-MI2-71F5 | DHN1 | Exposed Floor Standing Type(Air return from bottom |  | 2441 |  | 100%
CAC | 610VRF-MI2-71G | DHN1 | Wall mounted |  | 1552 |  | 100%
CAC | 610VRF-MI2-71Q1 | DHN1 | Cassette 1 way |  | 2125 |  | 100%
CAC | 610VRF-MI2-71Q2 | DHN1 | Cassette 2 way |  | 2434 |  | 100%
CAC | 610VRF-MI2-71Q4 | DHN1 | Cassette 4 way |  | 1842 |  | 100%
CAC | 610VRF-MI2-71T1 | DHN1 | Hi Static Pressure Duct |  | 2578 |  | 100%
CAC | 610VRF-MI2-71T2 | DHN1 | Duct Medium Static Pressure |  | 1868 |  | 100%
CAC | 610VRF-MI2-80DL | DHN1 | Ceiling - Floor |  | 2582 |  | 100%
CAC | 610VRF-MI2-80F3 | DHN1 | Concealed Floor Standing |  | 2615 |  | 100%
CAC | 610VRF-MI2-80F4 | DHN1 | Exposed Floor Standing Type(Air return from side) |  | 2615 |  | 100%
CAC | 610VRF-MI2-80F5 | DHN1 | Exposed Floor Standing Type(Air return from bottom |  | 2615 |  | 100%
CAC | 610VRF-MI2-80G | DHN1 | Wall mounted |  | 1552 |  | 100%
CAC | 610VRF-MI2-80Q4 | DHN1 | Cassette 4 way |  | 1913 |  | 100%
CAC | 610VRF-MI2-80T1 | DHN1 | Hi Static Pressure Duct |  | 2662 |  | 100%
CAC | 610VRF-MI2-80T2 | DHN1 | Duct Medium Static Pressure |  | 2434 |  | 100%
CAC | 610VRF-MI-28Q4 |  | Cassette 4 way |  | 1815 |  | 100%
CAC | 610VRF-MI-28Q4 | DHN1-A3 | Cassette 4 way |  | 1815 |  | 100%
CAC | 610VRF-MI-28Q4 | DHN1-D | Cassette 4 way |  | 1815 |  | 100%
CAC | 610VRF-MI-28T2 |  | Duct Medium Static Pressure |  | 1445 |  | 100%
CAC | 610VRF-MI2-90DL | DHN1 | Ceiling - Floor |  | 2647 |  | 100%
CAC | 610VRF-MI2-90G | DHN1 | Wall mounted |  | 1616 |  | 100%
CAC | 610VRF-MI2-90Q4 | DHN1 | Cassette 4 way |  | 2093 |  | 100%
CAC | 610VRF-MI2-90T1 | DHN1 | Duct High Static Pressure |  | 2879 |  | 100%
CAC | 610VRF-MI2-90T2 | DHN1 | Duct Medium Static Pressure |  | 2563 |  | 100%
CAC | 610VRF-MI-36Q4 |  | Cassette 4 way |  | 1955 |  | 100%
CAC | 610VRF-MI-36T2 |  | Duct Medium Static Pressure |  | 1465 |  | 100%
CAC | 610VRF-MI-45Q4 |  | Cassette 4 way |  | 2015 |  | 100%
CAC | 610VRF-MI-45T2 |  | Duct Medium Static Pressure |  | 1710 |  | 100%
CAC | 610VRF-MI-56Q4 |  | Cassette 4 way |  | 2290 |  | 100%
CAC | 610VRF-MI-56T2 |  | Duct Medium Static Pressure |  | 1750 |  | 100%
CAC | 610VRF-MI-71Q4 |  | Cassette 4 way |  | 2340 |  | 100%
CAC | 610VRF-MI-71T2 |  | Duct Medium Static Pressure |  | 1915 |  | 100%
CAC | 610VRF-MI-80Q4 |  | Cassette 4 way |  | 2410 |  | 100%
CAC | 610VRF-MI-80T2 |  | Duct Medium Static Pressure |  | 2495 |  | 100%
CAC | 610VRF-MI-90Q4 |  | Cassette 4 way |  | 2605 |  | 100%
CAC | 610VRF-MI-90T2 |  | Duct Medium Static Pressure |  | 2625 |  | 100%
CAC | 610VRF-MI-D140T1 |  | Duct High Static Pressure |  | 3365 |  | 100%
CAC | 610VRF-MI-D200T1 |  | Duct High Static Pressure |  | 5720 |  | 100%
CAC | 610VRF-MI-D22G |  | Wall mounted |  | 1165 |  | 100%
CAC | 610VRF-MI-D250T1 |  | Duct High Static Pressure |  | 6045 |  | 100%
CAC | 610VRF-MI-D280T1 |  | Duct High Static Pressure |  | 6395 |  | 100%
CAC | 610VRF-MI-D28G |  | Wall mounted |  | 1245 |  | 100%
CAC | 610VRF-MI-D36G |  | Wall mounted |  | 1300 |  | 100%
CAC | 610VRF-MI-D45G |  | Wall mounted |  | 1460 |  | 100%
CAC | 610VRF-MI-D56G |  | Wall mounted |  | 1525 |  | 100%
CAC | 610VRF-MI-D71G |  | Wall mounted |  | 1555 |  | 100%
CAC | 610VRF-MI-D80G |  | Wall mounted |  | 1610 |  | 100%
CAC | 620DS-MI-D112T1 |  | Duct Double Skin Hi Static Pressure |  | 2740 |  | 100%
CAC | 620DS-MI-D140T1 |  | Duct Double Skin Hi Static Pressure |  | 3365 |  | 100%
CAC | 620DS-MI-D160T1 |  | Duct Double Skin Hi Static Pressure |  | 3490 |  | 100%
CAC | 620DS-MI-D200T1 |  | Duct Double Skin Hi Static Pressure |  | 5720 |  | 100%
CAC | 620MDVT-V140W | DRN1 | Outdoor Unit |  | 9016 |  | 100%
CAC | 620MDVT-V140W | DON1S | Outdoor Unit |  | 7655.76 |  | 100%
CAC | 620MDVT-V180W | DGN1 | Outdoor Unit - Mini VRF |  | 9982 |  | 100%
CAC | 620MDVT-V200W | DGN1 | Outdoor Unit - Mini VRF |  | 10626 |  | 100%
CAC | 620MDVT-V220W | DRN1 | Outdoor Unit - Mini VRF |  | 11270 |  | 100%
CAC | 620MDVT-V280W | DGN1 | Outdoor Unit - Mini VRF |  | 13073 |  | 100%
CAC | 620MDVT-V335W | DGN1 | Outdoor Unit - Mini VRF |  | 14490 |  | 100%
CAC | 620VRF-MDV-D112DL | N1-C | Ceiling - Floor |  | 2920 |  | 100%
CAC | 620VRF-MDV-D112T1 | N1-B | Duct High Static Pressure |  | 5416 |  | 100%
CAC | 620VRF-MDV-D140DL | N1-C | Ceiling - Floor |  | 2983 |  | 100%
CAC | 620VRF-MDV-D160T1 | N1-B | Duct High Static Pressure |  | 6052 |  | 100%
CAC | 620VRF-MDV-D22T2 | N1-BA5 | Duct Medium Static Pressure |  | 1366 |  | 100%
CAC | 620VRF-MDV-D22T2 | N1-DA5 | Duct Medium Static Pressure |  | 1350 |  | 100%
CAC | 620VRF-MDV-D36DL | N1-C | Ceiling - Floor |  | 1813 |  | 100%
CAC | 620VRF-MDV-D45DL | N1-C | Ceiling - Floor |  | 2017 |  | 100%
CAC | 620VRF-MDV-D56DL | N1-C | Ceiling - Floor |  | 2049 |  | 100%
CAC | 620VRF-MDV-D71DL | N1-C | Ceiling - Floor |  | 2143 |  | 100%
CAC | 620VRF-MDV-D71T1 | N1-B | Duct High Static Pressure |  | 2167 |  | 100%
CAC | 620VRF-MDV-D80DL | N1-C | Ceiling - Floor |  | 2394 |  | 100%
CAC | 620VRF-MDV-D90DL | N1-C | Ceiling - Floor |  | 2457 |  | 100%
CAC | 620VRF-MDV-D90T1 | N1-B | Duct High Static Pressure |  | 2386 |  | 100%
CAC | 620VRF-MDV-D90T2 | N1-BA5 | Duct Medium Static Pressure |  | 2488 |  | 100%
CAC | 620VRF-MDVT-D252W | RN1-B | Outdoor Unit |  | 16918 |  | 100%
CAC | 620VRF-MDVT-D280W | RN1 | Outdoor Unit |  | 17610 |  | 100%
CAC | 620VRF-MDVT-D280W | RN1-B | Outdoor Unit |  | 17040 |  | 100%
CAC | 620VRF-MDVT-D335W | RN1 | Outdoor Unit |  | 19895 |  | 100%
CAC | 620VRF-MDVT-D335W | RN1-B | Outdoor Unit |  | 17143 |  | 100%
CAC | 620VRF-MDVT-D400W | RN1-B | Outdoor Unit |  | 23532 |  | 100%
CAC | 620VRF-MDVT-D450W | RN1-B | Outdoor Unit |  | 23886 |  | 100%
CAC | 620VRF-MI-D112T1 |  | Duct High Static Pressure |  | 2740 |  | 100%
CAC | 620VRF-MI-D160T1 |  | Duct High Static Pressure |  | 3488 |  | 100%
CAC | 620VRF-MI-D71T1 |  | Duct High Static Pressure |  | 2288 |  | 100%
CAC | 620VRF-MI-D80T1 |  | Duct High Static Pressure |  | 2360 |  | 100%
CAC | 620VRF-MI-D90T1 |  | Duct High Static Pressure |  | 2520 |  | 100%
CAC | 620VRF-MV5-T252W |  | Outdoor Unit |  | 17550 |  | 100%
CAC | 620VRF-MV5-T280W |  | Outdoor Unit |  | 17730 |  | 100%
CAC | 620VRF-MV5-T335W |  | Outdoor Unit |  | 19650 |  | 100%
CAC | 620VRF-MV5-T450W |  | Outdoor Unit |  | 23395 |  | 100%
CAC | 620VRF-MV5-X252W | V2GN1 | Outdoor Unit |  | 18032 |  | 100%
CAC | 620VRF-MV5-X280W | V2GN1 | Outdoor Unit |  | 18212 |  | 100%
CAC | 620VRF-MV5-X335W | V2GN1 | Outdoor Unit |  | 20183 |  | 100%
CAC | 620VRF-MV5-X400W | V2GN1 | Outdoor Unit |  | 23648 |  | 100%
CAC | 620VRF-MV5-X450W | V2GN1 | Outdoor Unit |  | 24034 |  | 100%
CAC | 620VRF-MV5-X500W | V2GN1 | Outdoor Unit |  | 30184 |  | 100%
CAC | 620VRF-MV5-X560W | V2GN1 | Outdoor Unit |  | 30345 |  | 100%
CAC | 620VRF-MV5-X615W | V2GN1 | Outdoor Unit |  | 31987 |  | 100%
CAC | 620VRF-MV6-252W | V2GN1 | Outdoor Unit |  | 18029 |  | 100%
CAC | 620VRF-MV6-280W | V2GN1 | Outdoor Unit |  | 18213 |  | 100%
CAC | 620VRF-MV6-335W | V2GN1 | Outdoor Unit |  | 20183 |  | 100%
CAC | 620VRF-MV6-400W | V2GN1 | Outdoor Unit |  | 23648 |  | 100%
CAC | 620VRF-MV6-450W | V2GN1 | Outdoor Unit |  | 24031 |  | 100%
CAC | 620VRF-MV6-500W | V2GN1 | Outdoor Unit |  | 30186 |  | 100%
CAC | 620VRF-MV6-560W | V2GN1 | Outdoor Unit |  | 30347 |  | 100%
CAC | 620VRF-MV6-615W | V2GN1 | Outdoor Unit |  | 31988 |  | 100%
CAC | 620VRF-MV6-670W | V2GN1 | Outdoor Unit |  | 37726 |  | 100%
CAC | 620VRF-MV6-730W | V2GN1 | Outdoor Unit |  | 40153 |  | 100%
CAC | 620VRF-MV6-785W | V2GN1 | Outdoor Unit |  | 42027 |  | 100%
CAC | 620VRF-MV6-850W | V2GN1 | Outdoor Unit |  | 45318 |  | 100%
CAC | 620VRF-MV6-900W | V2GN1 | Outdoor Unit |  | 45679 |  | 100%
CAC | 620VRF-MV6-I252W | V2GN1 | Outdoor Unit - V6i |  | 16100 |  | 100%
CAC | 620VRF-MV6-I280W | V2GN1 | Outdoor Unit - V6i |  | 16390 |  | 100%
CAC | 620VRF-MV6-I335W | V2GN1 | Outdoor Unit - V6i |  | 18161 |  | 100%
CAC | 620VRF-MV6-I400W | V2GN1 | Outdoor Unit - V6i |  | 21252 |  | 100%
CAC | 620VRF-MV6-I450W | V2GN1 | Outdoor Unit - V6i |  | 21626 |  | 100%
CAC | 620VRF-MV6-I500W | V2GN1 | Outdoor Unit - V6i |  | 27048 |  | 100%
CAC | 620VRF-MV6-I560W | V2GN1 | Outdoor Unit - V6i |  | 27312 |  | 100%
CAC | 620VRF-MV6-I615W | V2GN1 | Outdoor Unit - V6i |  | 28787 |  | 100%
CAC | 620VRF-MV6-I670W | V2GN1 | Outdoor Unit - V6i |  | 33952 |  | 100%
CAC | 620VRF-MV6-I730W | V2GN1 | Outdoor Unit - V6i |  | 36135 |  | 100%
CAC | 620VRF-MV6-I785W | V2GN1 | Outdoor Unit - V6i |  | 37822 |  | 100%
CAC | 620VRF-MV6-I850W | V2GN1 | Outdoor Unit - V6i |  | 40572 |  | 100%
CAC | 620VRF-MV6-I900W | V2GN1 | Outdoor Unit - V6i |  | 41107 |  | 100%
CAC | 620VRF-MVC-224W | V2GN1 | Outdoor Unit - VC Pro |  | 12236 |  | 100%
CAC | 620VRF-MVC-280W | V2GN1 | Outdoor Unit - VC Pro |  | 12880 |  | 100%
CAC | 620VRF-MVC-335W | V2GN1 | Outdoor Unit - VC Pro |  | 14168 |  | 100%
CAC | 620VRF-MVC-400W | V2GN1 | Outdoor Unit - VC Pro |  | 16422 |  | 100%
CAC | 620VRF-MVC-450W | V2GN1 | Outdoor Unit - VC Pro |  | 16744 |  | 100%
CAC | 620VRF-MVC-500W | V2GN1 | Outdoor Unit - VC Pro |  | 20608 |  | 100%
CAC | 620VRF-MVC-560W | V2GN1 | Outdoor Unit - VC Pro |  | 21381 |  | 100%
CAC | 620VRF-MVC-615W | V2GN1 | Outdoor Unit - VC Pro |  | 22540 |  | 100%
CAC | 620VRF-MVC-670W | V2GN1 | Outdoor Unit - VC Pro |  | 26404 |  | 100%
CAC | 620VRF-MVC-730W | V2GN1 | Outdoor Unit - VC Pro |  | 27370 |  | 100%
CAC | 620VRF-MVC-785W | V2GN1 | Outdoor Unit - VC Pro |  | 29431 |  | 100%
CAC | 620VRF-MVC-850W | V2GN1 | Outdoor Unit - VC Pro |  | 31556 |  | 100%
CAC | 620VRF-MVI-V400W | DRN1 | Outdoor Unit |  | 11034 |  | 100%
CAC | 620VRF-MVI-V450W | DRN1 | Outdoor Unit |  | 12809 |  | 100%
CAC | 620VRF-V6-32HP |  | Outdoor Unit |  | 32100 |  | 100%
CAC | 630-AHUKZ-00D |  | Controller - AHU Connection Kit |  | 900 |  | 100%
CAC | 630-AHUKZ-01D |  | Controller - AHU Connection Kit |  | 1110.84 |  | 100%
CAC | 630-AHUKZ-02D |  | Controller - AHU Connection Kit |  | 1215.6 |  | 100%
CAC | 630-AHUKZ-03D |  | Controller - AHU Connection Kit |  | 1463.06 |  | 100%
CAC | 630CE-AHUKZ-01B |  | Controller - AHU Connection Kit |  | 1111 |  | 100%
CAC | 630CE-AHUKZ-02B |  | Controller - AHU Connection Kit |  | 1216 |  | 100%
CAC | 630CE-AHUKZ-03A |  | Controller - AHU Connection Kit |  | 1410 |  | 100%
CAC | 630CE-AHUKZ-03B |  | Controller - AHU Connection Kit |  | 1463 |  | 100%
CAC | 630CE-FQZHD-01 |  | Branch Joints for AHU Kit |  | 97 |  | 100%
CAC | 630CE-FQZHD-02 |  | Branch Joints for AHU Kit |  | 129 |  | 100%
CAC | 630CE-FQZHD-03 |  | Branch Joints for AHU Kit |  | 206 |  | 100%
CAC | 630CE-FQZHD-04 |  | Branch Joints for AHU Kit |  | 335 |  | 100%
CAC | 630CE-FQZHD-05 |  | Branch Joints for AHU Kit |  | 425 |  | 100%
CAC | 630CE-MBQ-03C4 |  | Panel for Compact Cassette |  | 270 |  | 100%
CAC | 630PXR-5L10000SMP5BK | SMR5BK | Wire Joint Assembly |  | 40 |  | 100%
CAC | 630PXR-5L6000SMP5BK | SMR5BK | Weak Electric Cable Group |  | 28 |  | 100%
CAC | 630VRF-CCM-180A-WS |  | Controller - Centralized |  | 2923 |  | 100%
CAC | 630VRF-CCM-270A-WS |  | Controller - Centralized |  | 10959 |  | 100%
CAC | 630VRF-CCM-270B-WS |  | Controller - Centralized |  | 10959 |  | 100%
CAC | 630VRF-CE-CCM15 |  | Controller - Assembly |  | 870 |  | 100%
CAC | 630VRF-DRAINGE ADAP |  | 630VRF-DRAINGE ADAPTOR |  | 16 |  | 100%
CAC | 630VRFDTS634/DTS636 |  | Power Meter |  | 665 |  | 100%
CAC | 630VRF-FQZHN-01 | D | Distributor Joint |  | 91 |  | 100%
CAC | 630VRF-FQZHN-02 |  | Distributor Joint |  | 127 |  | 100%
CAC | 630VRF-FQZHN-02 | D | Distributor Joint |  | 127 |  | 100%
CAC | 630VRF-FQZHN-03 | D | Distributor Joint |  | 199 |  | 100%
CAC | 630VRF-FQZHN-04 | D | Distributor Joint |  | 330 |  | 100%
CAC | 630VRF-FQZHN-05 | D | Distributor Joint |  | 421 |  | 100%
CAC | 630VRF-FQZHW-02N1 | E | Distributor Joint |  | 299 |  | 100%
CAC | 630VRF-FQZHW-02N1D |  | Distributor Joint |  | 310 |  | 100%
CAC | 630VRF-FQZHW-03N1 | E | Distributor Joint |  | 624 |  | 100%
CAC | 630VRF-FQZHW-03N1D |  | Distributor Joint |  | 648 |  | 100%
CAC | 630VRF-FQZHW-04N1D |  | Distributor Joint |  | 972 |  | 100%
CAC | 630VRF-GW-BAC |  | Controller - BMS Gateway - BACnet |  | 9352 |  | 100%
CAC | 630VRF-GW-LON |  | Controller - BMS Gateway - Lon Works |  | 9352 |  | 100%
CAC | 630VRF-GW-MOD |  | Controller - BMS Gateway - Modbus |  | 9352 |  | 100%
CAC | 630VRF-IMM-GET WAY |  | Controller - Assembly |  | 8050 |  | 100%
CAC | 630VRF-IMMP-M |  | Controller - Network Control - Software |  | 8659 |  | 100%
CAC | 630VRF-IMMP-S |  | Controller - Network Control - Hardware |  | 7481 |  | 100%
CAC | 630VRF-IR SPONGE |  | 630VRF-IR SPONGE HM-3 |  | 2 |  | 100%
CAC | 630VRF-IR-HS0038A4 |  | 630VRF-IR-HS0038A4-38K |  | 6 |  | 100%
CAC | 630VRF-KJR-120B | BKP-E | Controller - Wired |  | 475 |  | 100%
CAC | 630VRF-KJR-120C |  | Controller - Wired |  | 450 |  | 100%
CAC | 630VRF-KJR-120G/B |  | Controller - Wired |  | 570 |  | 100%
CAC | 630VRF-KJR-12B |  | Controller - Wired |  | 250 |  | 100%
CAC | 630VRF-KJR-29B | BK-E | Controller - Touch panel |  | 264 |  | 100%
CAC | 630VRF-KJR-29B-INFRA |  | IR RECEIVER |  | 133 |  | 100%
CAC | 630VRF-KJR-90D1/BK-E |  | Controller - Thermostat for DX unit Midea |  | 400 |  | 100%
CAC | 630VRF-MCAC-DIAG-B |  | Controller - Diagnosis Software |  | 1067 |  | 100%
CAC | 630VRF-MD-CCM08 |  | Controller - BMS gateway - Bacnet |  | 9390 |  | 100%
CAC | 630VRF-MD-CCM23/E |  | Controller - Centralized |  | 10185 |  | 100%
CAC | 630VRF-RM05B |  | WIRELESS REMOTE CONTROLLER |  | 104 |  | 100%
CAC | 630VRF-RM12A/BGEF |  | Controller - Wireless |  | 139 |  | 100%
CAC | 630VRF-RM12D |  | WIRELESS REMOTE CONTROLLER |  | 139 |  | 100%
CAC | 630VRF-RM12F |  | Controller - Wireless |  | 130 |  | 100%
CAC | 630VRF-WDC-120G/WK |  | WIRED CONTROLLER |  | 617 |  | 100%
CAC | 630VRF-WDC-86E/K |  | WIRED CONTROLLER |  | 215 |  | 100%
CAC | 630VRF-WDC-86E/KD |  | WIRED CONTROLLER |  | 298 |  | 100%
CAC | 710COPPER COIL 1/2S |  | COPPER COIL 1/2 S |  | 175 |  | 100%
CAC | 710COPPER COIL 1/4S |  | COPPER COIL 1/4 S |  | 85 |  | 100%
CAC | 710COPPER COIL 3/4S |  | COPPER COIL 3/4 S |  | 250 |  | 100%
CAC | 710COPPER COIL 3/8S |  | COPPER COIL 3/8 S |  | 125 |  | 100%
CAC | 710COPPER COIL 5/8S |  | COPPER COIL 5/8 S |  | 230 |  | 100%
CAC | 710COPPER COIL 7/8S |  | COPPER COIL 7/8 S |  | 450 |  | 100%
CAC | CLT-CTA 105 | HP-HRW | AIR HANDLING UNIT |  | 64950 |  | 100%
CAC | CLT-CTA 128 | HP-HRW | AIR HANDLING UNIT |  | 101665 |  | 100%
CAC | CLT-CTA 19 | HP | AIR HANDLING UNIT |  | 16900 |  | 100%
CAC | CLT-CTA 202 | HP | AIR HANDLING UNIT |  | 64000 |  | 100%
CAC | CLT-CTA 221 | HP-HRW | AIR HANDLING UNIT |  | 102407 |  | 100%
CAC | CLT-CTA 27 | HP | AIR HANDLING UNIT |  | 15605 |  | 100%
CAC | CLT-CTA 271 | HP-HRW | AIR HANDLING UNIT |  | 204930 |  | 100%
CAC | CLT-CTA 271 | STD | AIR HANDLING UNIT |  | 72529 |  | 100%
CAC | CLT-CTA 32 | HP | AIR HANDLING UNIT |  | 21755 |  | 100%
CAC | CLT-CTA 364 | STD | AIR HANDLING UNIT |  | 86950 |  | 100%
CAC | CLT-CTA 38 | HP-HRW | AIR HANDLING UNIT |  | 48042 |  | 100%
CAC | CLT-CTA 405 | HP | AIR HANDLING UNIT |  | 116396 |  | 100%
CAC | CLT-CTA 405 | STD | AIR HANDLING UNIT |  | 91401 |  | 100%
CAC | CLT-CTA 517 | HP-HRW | AIR HANDLING UNIT |  | 434540 |  | 100%
CAC | CLT-CTA 60 | HP-HRW | AIR HANDLING UNIT |  | 59740 |  | 100%
CAC | CLT-CTA 93 | HP | AIR HANDLING UNIT |  | 34500 |  | 100%
CAC | GAM-GAH 0304 28 |  | AIR HANDLING UNIT |  | 16140 |  | 100%
CAC | GAM-GAH 0306 42 |  | AIR HANDLING UNIT |  | 14620 |  | 100%
CAC | GAM-GAH 0404 36 |  | AIR HANDLING UNIT |  | 16240 |  | 100%
CAC | GAM-GAH 0406 54 |  | AIR HANDLING UNIT |  | 16560 |  | 100%
CAC | GAM-GAH 0407 62 |  | AIR HANDLING UNIT |  | 19600 |  | 100%
CAC | GAM-GAH 0410 90 |  | AIR HANDLING UNIT |  | 21460 |  | 100%
CAC | GAM-GAH 0608 100 |  | AIR HANDLING UNIT |  | 20530 |  | 100%
CAC | GAM-GAH 0610 130 | HP | AIR HANDLING UNIT |  | 31429 |  | 100%
CAC | GAM-GAH 0810 170 | HP-HRW | AIR HANDLING UNIT |  | 73928 |  | 100%
CAC | GAM-GAH 0812 200 | HP-HRW | AIR HANDLING UNIT |  | 91071 |  | 100%
CAC | GAM-GAH 0814 240 | HP | AIR HANDLING UNIT |  | 40000 |  | 100%
CAC | GAM-GAH 0814 240 | HP-HRW | AIR HANDLING UNIT |  | 61300 |  | 100%
CAC | GAM-GAH 1216 400 |  | AIR HANDLING UNIT |  | 41429 |  | 100%
CAC | GAM-GAH 1216 400 | STD | AIR HANDLING UNIT |  | 41429 |  | 100%
CAC | GAM-GAH 1218 450 | HRW | AIR HANDLING UNIT |  | 153170 |  | 100%
CAC | GAM-GAH 1618 600 |  | AIR HANDLING UNIT |  | 61429 |  | 100%
CAC | GAM-GAH 1618 600 | STD | AIR HANDLING UNIT |  | 61429 |  | 100%
CAC | GAM-GAH 1620 650 | HRW | AIR HANDLING UNIT |  | 169286 |  | 100%
CAC | GAM-GAH 1622 730 | HRW | AIR HANDLING UNIT |  | 181426 |  | 100%
CAC | GAM-GCUN-30-C-T3B1 |  | AIR COOLED CONDENSING UNIT |  | 52986 |  | 100%
CAC | GAM-GCUN-45-C-T3-D |  | AIR COOLED CONDENSING UNIT |  | 57270 |  | 100%
CAC | GAM-GCUN-47-C-T3-B |  | CONDENSING UNIT |  | 42857 |  | 100%
CAC | GAM-GCUN-51-C-T3-B |  | CONDENSING UNIT |  | 45714 |  | 100%
CAC | GAM-GCUN-59-C-T3-B |  | CONDENSING UNIT |  | 51426 |  | 100%
CAC | TRS-DSU | ARGA18 | Double Skin Unit |  | 3125 |  | 100%
CAC | TRS-DSU | ARGA25 | Double Skin Unit |  | 3125 |  | 100%
CAC | TRS-DSU | ARGA30 | Double Skin Unit |  | 2970 |  | 100%
CAC | TRS-DSU | ARGA36 | Double Skin Unit |  | 3595 |  | 100%
CAC | TRS-DSU | ARGA45 | Double Skin Unit |  | 3594 |  | 100%
CAC | TRS-DSU | ARGA60 | Double Skin Unit |  | 3906 |  | 100%
CAC | TRS-HRW-2000 |  | Heat Recovery Wheel |  | 29285 |  | 100%
CAC | TRS-TAC-G048D7N5 |  | Air Cooled Condensing Unit |  | 6329 |  | 100%
CAC | TRS-TAC-G060D7N5 |  | Air Cooled Condensing Unit |  | 6985 |  | 100%
CAC | TRS-TAC-G072D7N5 |  | Air Cooled Condensing Unit |  | 8135 |  | 100%
CAC | TRS-TAC-G090D7N5 |  | Air Cooled Condensing Unit |  | 11515 |  | 100%
CAC | TRS-TAC-G120D7N5 |  | Air Cooled Condensing Unit |  | 14735 |  | 100%
CAC | TRS-TAC-G150D7N5 |  | Air Cooled Condensing Unit |  | 17800 |  | 100%
CAC | TRS-TAC-G180D7N5 |  | Air Cooled Condensing Unit |  | 22214 |  | 100%
CAC | TRS-TAC-G216D7N5 |  | Air Cooled Condensing Unit |  | 22870 |  | 100%
CAC | TRS-TAC-G240D7N5 |  | Air Cooled Condensing Unit |  | 29028 |  | 100%
CAC | TRS-TAC-G300D7N5 |  | Air Cooled Condensing Unit |  | 33214 |  | 100%
CAC | TRS-TAC-G360D7N5 |  | Air Cooled Condensing Unit |  | 47871 |  | 100%
CAC | TRS-TAC-G420D7N5 |  | Air Cooled Condensing Unit |  | 58570 |  | 100%
CAC | TRS-TAC-G480D7N5 |  | Air Cooled Condensing Unit |  | 71429 |  | 100%
CAC | TRS-TAC-G540D7N5 |  | Air Cooled Condensing Unit |  | 84570 |  | 100%
CAC | TRS-TAC-G600D7N5 |  | Air Cooled Condensing Unit |  | 90285 |  | 100%
CAC | TRS-TAC-G720D7N5 |  | Air Cooled Condensing Unit |  | 119929 |  | 100%
CAC | TRS-TAC-G840D7N5 |  | Air Cooled Condensing Unit |  | 135570 |  | 100%
CAC | TRS-TAC-G960D7N5 |  | Air Cooled Condensing Unit |  | 147000 |  | 100%
CAC | TRS-TAH 910/TFM640 | HP-HRW | Air Handling Unit |  | 35000 |  | 100%
CAC | TRS-TAH1070/TFM710 |  | Air Handling Unit |  | 25700 |  | 100%
CAC | TRS-TAH1070/TFM710 | HRW | Air Handling Unit |  | 25700 |  | 100%
CAC | TRS-TAH1080/TFM740 |  | TROSTEN FAHU |  | 33429 |  | 100%
CAC | TRS-TAH1100/TFM740 | HP-HRW | Air Handling Unit |  | 40286 |  | 100%
CAC | TRS-TAH1110/TFM740 | HP-HRW | TROSTEN FAHU |  | 32400 |  | 100%
CAC | TRS-TAH1120/TFM1010 |  | TROSTEN FAHU |  | 19572 |  | 100%
CAC | TRS-TAH1200/TFM690 |  | Air Handling Unit |  | 9000 |  | 100%
CAC | TRS-TAH1220/TFM740 | HRW | Air Handling Unit |  | 37140 |  | 100%
CAC | TRS-TAH1240/TFM790 |  | Air Handling Unit |  | 20500 |  | 100%
CAC | TRS-TAH1290/1290TFM |  | Air Handling Unit |  | 35200 |  | 100%
CAC | TRS-TAH1290/1290TFM | HP | Air Handling Unit |  | 35200 |  | 100%
CAC | TRS-TAH1290/TFM920 | HP-HRW | Air Handling Unit |  | 59140 |  | 100%
CAC | TRS-TAH1320/TFM600 | HP-HRW | Air Handling Unit |  | 53125 |  | 100%
CAC | TRS-TAH1340/TFM890 | HP-HRW | Air Handling Unit |  | 66140 |  | 100%
CAC | TRS-TAH1380/TFM1180 | HP | Air Handling Unit |  | 35000 |  | 100%
CAC | TRS-TAH1380/TFM790 | HP-HRW | Air Handling Unit |  | 61140 |  | 100%
CAC | TRS-TAH1390/TFM740 | HRW | Air Handling Unit |  | 46860 |  | 100%
CAC | TRS-TAH1410/TFM1060 |  | Air Handling Unit |  | 12660 |  | 100%
CAC | TRS-TAH1490/TFM1060 | HP-HRW | AIR HANDLING UNIT |  | 58350 |  | 100%
CAC | TRS-TAH1590/880TFM |  | Air Handling Unit |  | 62450 |  | 100%
CAC | TRS-TAH1590/TFM1060 | HP-HRW | Air Handling Unit |  | 63215 |  | 100%
CAC | TRS-TAH1590/TFM1070 | HP-HRW | Air Handling Unit |  | 56360 |  | 100%
CAC | TRS-TAH1590/TFM1190 | HP-HRW | TROSTEN FAHU |  | 64757 |  | 100%
CAC | TRS-TAH1600/2000TFM |  | Air Handling Unit |  | 102000 |  | 100%
CAC | TRS-TAH1640/TFM1040 |  | Air Handling Unit |  | 101500 |  | 100%
CAC | TRS-TAH1700/TFM980 | HP-HRW | Air Handling Unit |  | 62000 |  | 100%
CAC | TRS-TAH1720/TFM830 | HP-HRW | Air Handling Unit |  | 68906 |  | 100%
CAC | TRS-TAH1790/TFM1490 |  | Air Handling Unit |  | 23437.5 |  | 100%
CAC | TRS-TAH1880/TFM1580 | HP-HRW | Air Handling Unit |  | 117563 |  | 100%
CAC | TRS-TAH1890/TFM1050 | HRW | Air Handling Unit |  | 72140 |  | 100%
CAC | TRS-TAH1890/TFM1120 | HRW | Air Handling Unit |  | 74285 |  | 100%
CAC | TRS-TAH1920/TFM1100 | HP-HRW | TROSTEN FAHU |  | 72000 |  | 100%
CAC | TRS-TAH1930/TFM650 |  | Air Handling Unit |  | 19930 |  | 100%
CAC | TRS-TAH1990/1320TFM | HP-HRW | Air Handling Unit |  | 114420 |  | 100%
CAC | TRS-TAH2390/TFM1340 |  | Air Handling Unit |  | 233350 |  | 100%
CAC | TRS-TAH2400/2000TFM |  | Air Handling Unit |  | 142640 |  | 100%
CAC | TRS-TAH2410/TFM1310 | HP-HRW | Air Handling Unit |  | 120500 |  | 100%
CAC | TRS-TAH2420/TFM1310 | HP-HRW | Air Handling Unit |  | 121500 |  | 100%
CAC | TRS-TAH2510/TFM1540 | HRW | Air Handling Unit |  | 121140 |  | 100%
CAC | TRS-TAH2690/TFM1680 |  | Air Handling Unit |  | 173143 |  | 100%
CAC | TRS-TAH2700/TFM1500 | HP-HRW | AIR HANDLING UNIT |  | 128143 |  | 100%
CAC | TRS-TAH2700/TFM1600 | HP-HRW | AIR HANDLING UNIT |  | 133143 |  | 100%
CAC | TRS-TAH2890/TFM1540 |  | Air Handling Unit |  | 165428 |  | 100%
CAC | TRS-TAH2940/TFM2290 | HP-HRW | Air Handling Unit |  | 325715 |  | 100%
CAC | TRS-TAH3010/TFM1500 | HP-HRW | Air Handling Unit |  | 141430 |  | 100%
CAC | TRS-TAH3010/TFM1740 | HP-HRW | TROSTEN FAHU |  | 156000 |  | 100%
CAC | TRS-TAH3140/TFM1690 |  | Air Handling Unit |  | 283500 |  | 100%
CAC | TRS-TAH690/TFM590 |  | Air Handling Unit |  | 10530 |  | 100%
CAC | TRS-TAH760/TFM620 | HP-HRW | TROSTEN FAHU |  | 40000 |  | 100%
CAC | TRS-TAH790/TFM700 | HP-HRW | Air Handling Unit |  | 32344 |  | 100%
CAC | TRS-TAH800/TFM640 | HP | Air Handling Unit |  | 14687.5 |  | 100%
CAC | TRS-TAH890/TFM530 | HP-HRW | Air Handling Unit |  | 45000 |  | 100%
CAC | TRS-TAH960/TFM580 | HP | Air Handling Unit |  | 24500 |  | 100%
CAC | TRS-TAH960/TFM580 | HP-HRW | Air Handling Unit |  | 28570 |  | 100%
CAC | TRS-TAH960/TFM580 | HRW | Air Handling Unit |  | 26000 |  | 100%
CAC | TRS-TAH960/TFM700 | HP-HRW | Air Handling Unit |  | 37219 |  | 100%
CAC | TRS-TAH960/TFM740 | HP | TROSTEN FAHU |  | 37286 |  | 100%
CAC | TRS-TAH980/740TFM | HP-HRW | Air Handling Unit |  | 42420 |  | 100%
CAC | TRS-TAH-TCS-055 |  | TROSTEN FAHU |  | 19286 |  | 100%
CAC | TRS-TAH-TCS-055 | STD | TROSTEN FAHU |  | 19286 |  | 100%
CAC | TRS-TAH-TEC1040/800 |  | Ecology Unit |  | 64850 |  | 100%
CAC | TRS-TAH-TFM-016 | HP | Air Handling Unit |  | 18125 |  | 100%
CAC | TRS-TAH-TFM-020 |  | Air Handling Unit |  | 24000 |  | 100%
CAC | TRS-TAH-TFM-030 |  | Air Handling Unit |  | 66420 |  | 100%
CAC | TRS-TAU-040 FMU |  | Ecology Unit |  | 83850 |  | 100%
CAC | TRS-TAU-060 FMU |  | Ecology Unit |  | 116280 |  | 100%
CAC | TRS-TAU-075 FMU |  | Ecology Unit |  | 117000 |  | 100%
CAC | TRS-TAU-270 FMU |  | Ecology Unit |  | 352000 |  | 100%
CAC | TRS-TAU-320 FMU |  | Ecology Unit |  | 352000 |  | 100%
CAC | TRS-TCD-G124TC7 |  | Air Cooled Condensing Unit |  | 184500 |  | 100%
CAC | TRS-TCD-G176TC7 |  | Air Cooled Condensing Unit |  | 80520 |  | 100%
CAC | TRS-TFC-CA060 C |  | Trosten FCU CHW Fan coil unit |  | 2670 |  | 100%
CAC | TRS-TFC-CA180 C |  | Trosten FCU CHW Fan coil unit |  | 5140 |  | 100%
CAC | TRS-THU 016 FMU |  | Air Handling Unit |  | 26140 |  | 100%
CAC | TRS-THU1490/FMU1190 |  | Air Handling Unit |  | 20285 |  | 100%
CAC | TRS-THU1640/FMU1190 |  | Air Handling Unit |  | 21714 |  | 100%
CAC | TRS-THU1750/FMU1080 |  | Air Handling Unit |  | 14700 |  | 100%
CAC | TRS-THU2870 /FMU1480 | HP-HRW | Air Handling Unit |  | 102857 |  | 100%
CAC | TRS-THU-FMU-030 |  | Air Handling Unit |  | 16142 |  | 100%
CAC | TRS-THU-FMU-040 |  | Air Handling Unit |  | 17571 |  | 100%
CAC | TRS-TRP-G017D7N5A00 |  | Package Unit |  | 15487 |  | 100%
CAC | TRS-TRP-G021D7N5A00 |  | Package Unit |  | 17720 |  | 100%
CAC | TRS-TRP-G026 FA |  | Package Unit - Fresh Air |  | 22000 |  | 100%
CAC | TRS-TRP-G026D7N5A00 |  | Package Unit |  | 21744 |  | 100%
CAC | TRS-TRP-G035D7N5A00 |  | Package Unit |  | 26505 |  | 100%
CAC | TRS-TRP-G043D7N5A00 |  | Package Unit |  | 28337 |  | 100%
CAC | TRS-TRP-G052D7N5A00 |  | Package Unit |  | 32540 |  | 100%
CAC | TRS-TRP-G062D7N5A00 |  | Package Unit |  | 39580 |  | 100%
CAC | TRS-TRP-G069D7N5A00 |  | Package Unit |  | 41945 |  | 100%
CAC | TRS-TRP-G087D7N5A00 |  | Package Unit |  | 48615 |  | 100%
CAC | TRS-TRP-G105D7N5A00 |  | Package Unit |  | 59700 |  | 100%
CAC | TRS-TRP-G123D7N5A00 |  | Package Unit |  | 66950 |  | 100%
CAC | TRS-TRP-G140D7N5A00 |  | Package Unit |  | 87950 |  | 100%
CAC | TRS-TRP-G158D7N5A00 |  | Package Unit |  | 94510 |  | 100%
CAC | TRS-TRP-G175D7N5A00 |  | Package Unit |  | 99340 |  | 100%
CAC | TRS-TRP-G211D7N5A00 |  | Package Unit |  | 132960 |  | 100%
CAC | TRS-TRP-G246D7N5A00 |  | Package Unit |  | 142240 |  | 100%
CAC | TRS-TRP-G281D7N5A00 |  | Package Unit |  | 148804 |  | 100%
CAC | TRS-TRP-G316D7N5A00 |  | Package Unit |  | 176150 |  | 100%
TOTAL | 1572 |  |  | 8 | 15880 | 0 | 100%